{"text_format":"3","workbook":"xlsx","n_sheets":2,"sheets":["台区","线路"],"not_rendered":{"images":1,"defined_names":2},"read":"whole","date_system":"1900"}

{"sheet":"台区","index":0,"n_rows":674,"n_cols":12,"rows_kept":674,"merged":[[0,0,0,11]]}
["高新区供电中心分布式光伏台区可开放容量公示（2025年9月）"]
["序号","市公司","县公司","供电所","乡、镇（街道）","村","台区编号","变压器（台区）名称","可开放容量（千瓦-当季报备）","已受理(含登记排队)容量(千瓦)","维护人","维护时间"]
[1,"唐山供电公司","高新技术产业开发区供电中心","营业四班（计量班）（高新）","老庄子镇","瓦房庄村","1102729595","10kV瓦房庄线老庄子513瓦街内支#13瓦房庄村2综合配电变压器",0,0,"冯旭","2025年9月"]
[2,"唐山供电公司","高新技术产业开发区供电中心","营业四班（计量班）（高新）","老庄子镇","党家庄村","1102942484","10kV瓦房庄线老庄子513党街内支#6党家庄村1综合配电变压器",28.2103,0,"冯旭","2025年9月"]
[3,"唐山供电公司","高新技术产业开发区供电中心","营业四班（计量班）（高新）","老庄子镇","陈家庄","1102726993","10kV车陈线车轴山511陈街内支#4陈家庄1综合配电变压器",43.5443,0,"冯旭","2025年9月"]
[4,"唐山供电公司","高新技术产业开发区供电中心","营业二班（计量班）（高新）","高新区街道办事处","龙源新居社区","1102027131","龙源新居配电室2号变压器",1000,0,"马倩","2025年9月"]
[5,"唐山供电公司","高新技术产业开发区供电中心","营业二班（计量班）（高新）","高新区街道办事处","龙源新居社区","1102649698","龙源新居配电室1号变压器",1047.7216,0,"马倩","2025年9月"]
[6,"唐山供电公司","高新技术产业开发区供电中心","营业二班（计量班）（高新）","高新区街道办事处","龙源新居社区","1103359441","龙源新居箱变501配电变压器",583.8186,0,"马倩","2025年9月"]
[7,"唐山供电公司","高新技术产业开发区供电中心","营业二班（计量班）（高新）","高新区街道办事处","龙湖北里天宸苑社区","1603242005008255","龙湖天境南区3号配电室504号变压器",504,0,"马倩","2025年9月"]
[8,"唐山供电公司","高新技术产业开发区供电中心","营业二班（计量班）（高新）","高新区街道办事处","龙湖北里天宸苑社区","1603242005011558","龙湖天境南区3号配电室502号变压器",657.0474,0,"马倩","2025年9月"]
[9,"唐山供电公司","高新技术产业开发区供电中心","营业二班（计量班）（高新）","高新区街道办事处","龙湖北里天宸苑社区","1603242005008267","龙湖天境南区3号配电室501号变压器",673.8969,0,"马倩","2025年9月"]
[10,"唐山供电公司","高新技术产业开发区供电中心","营业二班（计量班）（高新）","高新区街道办事处","龙湖北里天宸苑社区","1603242005011572","龙湖天境南区2号配电室503号变压器",504,0,"马倩","2025年9月"]
[11,"唐山供电公司","高新技术产业开发区供电中心","营业二班（计量班）（高新）","高新区街道办事处","龙湖北里天宸苑社区","1603242005003649","龙湖天境南区2号配电室502号变压器",663.7278,0,"马倩","2025年9月"]
[12,"唐山供电公司","高新技术产业开发区供电中心","营业二班（计量班）（高新）","高新区街道办事处","龙湖北里天宸苑社区","1603242005008259","龙湖天境南区2号配电室501号变压器",640,0,"马倩","2025年9月"]
[13,"唐山供电公司","高新技术产业开发区供电中心","营业二班（计量班）（高新）","高新区街道办事处","龙湖北里天宸苑社区","1603242005010408","龙湖天境南区1号配电室503号变压器",504,0,"马倩","2025年9月"]
[14,"唐山供电公司","高新技术产业开发区供电中心","营业二班（计量班）（高新）","高新区街道办事处","龙湖北里天宸苑社区","1603242005010315","龙湖天境南区1号配电室502号变压器",672.3381,0,"马倩","2025年9月"]
[15,"唐山供电公司","高新技术产业开发区供电中心","营业二班（计量班）（高新）","高新区街道办事处","龙湖北里天宸苑社区","1603242005010319","龙湖天境南区1号配电室501号变压器",674.4907,0,"马倩","2025年9月"]
[16,"唐山供电公司","高新技术产业开发区供电中心","营业二班（计量班）（高新）","高新区街道办事处","龙湖北里天宸苑社区","1603242005003643","龙湖天境北区3号配电室504号变压器",504.5155,0,"马倩","2025年9月"]
[17,"唐山供电公司","高新技术产业开发区供电中心","营业二班（计量班）（高新）","高新区街道办事处","龙湖北里天宸苑社区","1603242005003635","龙湖天境北区3号配电室502号变压器",640,0,"马倩","2025年9月"]
[18,"唐山供电公司","高新技术产业开发区供电中心","营业二班（计量班）（高新）","高新区街道办事处","龙湖北里天宸苑社区","1603242005003639","龙湖天境北区3号配电室501号变压器",640,0,"马倩","2025年9月"]
[19,"唐山供电公司","高新技术产业开发区供电中心","营业二班（计量班）（高新）","高新区街道办事处","龙湖北里天宸苑社区","1603242005011567","龙湖天境北区2号配电室503号变压器",504.1443,0,"马倩","2025年9月"]
[20,"唐山供电公司","高新技术产业开发区供电中心","营业二班（计量班）（高新）","高新区街道办事处","龙湖北里天宸苑社区","1603242005010323","龙湖天境北区2号配电室502号变压器",646.0866,0,"马倩","2025年9月"]
[21,"唐山供电公司","高新技术产业开发区供电中心","营业二班（计量班）（高新）","高新区街道办事处","龙湖北里天宸苑社区","1603242005011563","龙湖天境北区2号配电室501号变压器",659.967,0,"马倩","2025年9月"]
[22,"唐山供电公司","高新技术产业开发区供电中心","营业二班（计量班）（高新）","高新区街道办事处","龙湖北里天宸苑社区","1603242005008263","龙湖天境北区1号配电室504号变压器",504,0,"马倩","2025年9月"]
[23,"唐山供电公司","高新技术产业开发区供电中心","营业二班（计量班）（高新）","高新区街道办事处","龙湖北里天宸苑社区","1603242005003647","龙湖天境北区1号配电室502号变压器",640,0,"马倩","2025年9月"]
[24,"唐山供电公司","高新技术产业开发区供电中心","营业二班（计量班）（高新）","高新区街道办事处","龙湖北里天宸苑社区","1603242005010311","龙湖天境北区1号配电室501号变压器",668.1072,0,"马倩","2025年9月"]
[25,"唐山供电公司","高新技术产业开发区供电中心","营业二班（计量班）（高新）","高新区街道办事处","天境家园社区","1103563937","龙湖天境4号配电室503配电变压器",504,0,"马倩","2025年9月"]
[26,"唐山供电公司","高新技术产业开发区供电中心","营业二班（计量班）（高新）","高新区街道办事处","天境家园社区","1103563938","龙湖天境4号配电室502配电变压器",663.8515,0,"马倩","2025年9月"]
[27,"唐山供电公司","高新技术产业开发区供电中心","营业二班（计量班）（高新）","高新区街道办事处","天境家园社区","1103563939","龙湖天境4号配电室501配电变压器",640,0,"马倩","2025年9月"]
[28,"唐山供电公司","高新技术产业开发区供电中心","营业二班（计量班）（高新）","高新区街道办事处","天境家园社区","1103563940","龙湖天境3号配电室503配电变压器",504,0,"马倩","2025年9月"]
[29,"唐山供电公司","高新技术产业开发区供电中心","营业二班（计量班）（高新）","高新区街道办事处","天境家园社区","1103563942","龙湖天境3号配电室502配电变压器",653.8804,0,"马倩","2025年9月"]
[30,"唐山供电公司","高新技术产业开发区供电中心","营业二班（计量班）（高新）","高新区街道办事处","天境家园社区","1103563941","龙湖天境3号配电室501配电变压器",659.9423,0,"马倩","2025年9月"]
[31,"唐山供电公司","高新技术产业开发区供电中心","营业二班（计量班）（高新）","高新区街道办事处","天境家园社区","1103563944","龙湖天境2号配电室503配电变压器",504,0,"马倩","2025年9月"]
[32,"唐山供电公司","高新技术产业开发区供电中心","营业二班（计量班）（高新）","高新区街道办事处","天境家园社区","1103563943","龙湖天境2号配电室502配电变压器",640,0,"马倩","2025年9月"]
[33,"唐山供电公司","高新技术产业开发区供电中心","营业二班（计量班）（高新）","高新区街道办事处","天境家园社区","1103563945","龙湖天境2号配电室501配电变压器",640,0,"马倩","2025年9月"]
[34,"唐山供电公司","高新技术产业开发区供电中心","营业二班（计量班）（高新）","高新区街道办事处","天境家园社区","1103563948","龙湖天境1号配电室503配电变压器",504,0,"马倩","2025年9月"]
[35,"唐山供电公司","高新技术产业开发区供电中心","营业二班（计量班）（高新）","高新区街道办事处","天境家园社区","1103563946","龙湖天境1号配电室502配电变压器",659.868,0,"马倩","2025年9月"]
[36,"唐山供电公司","高新技术产业开发区供电中心","营业二班（计量班）（高新）","高新区街道办事处","天境家园社区","1103563947","龙湖天境1号配电室501配电变压器",661.1794,0,"马倩","2025年9月"]
[37,"唐山供电公司","高新技术产业开发区供电中心","营业二班（计量班）（高新）","高新区街道办事处","龙泽北路社区","1103604379","龙泽路高速交警箱变315501配电变压器",337.3402,0,"马倩","2025年9月"]
[38,"唐山供电公司","高新技术产业开发区供电中心","营业二班（计量班）（高新）","高新区街道办事处","龙泽路","1103491617","龙泽路佳木斯箱变501配电变压器",513.468,0,"马倩","2025年9月"]
[39,"唐山供电公司","高新技术产业开发区供电中心","营业二班（计量班）（高新）","高新区街道办事处","河茵北里枫叶园社区","1103554059","龙泽国际5号配电室502配电变压器",858.4845,0,"马倩","2025年9月"]
[40,"唐山供电公司","高新技术产业开发区供电中心","营业二班（计量班）（高新）","高新区街道办事处","河茵北里枫叶园社区","1103554061","龙泽国际5号配电室501配电变压器",800,0,"马倩","2025年9月"]
[41,"唐山供电公司","高新技术产业开发区供电中心","营业二班（计量班）（高新）","高新区街道办事处","河茵北里枫叶园社区","1103554060","龙泽国际4号配电室502配电变压器",800,0,"马倩","2025年9月"]
[42,"唐山供电公司","高新技术产业开发区供电中心","营业二班（计量班）（高新）","高新区街道办事处","河茵北里枫叶园社区","1103554056","龙泽国际4号配电室501配电变压器",800,0,"马倩","2025年9月"]
[43,"唐山供电公司","高新技术产业开发区供电中心","营业二班（计量班）（高新）","高新区街道办事处","河茵北里枫叶园社区","1103554057","龙泽国际3号配电室502配电变压器",800,0,"马倩","2025年9月"]
[44,"唐山供电公司","高新技术产业开发区供电中心","营业二班（计量班）（高新）","高新区街道办事处","河茵北里枫叶园社区","1103554063","龙泽国际3号配电室501配电变压器",800,0,"马倩","2025年9月"]
[45,"唐山供电公司","高新技术产业开发区供电中心","营业二班（计量班）（高新）","高新区街道办事处","河茵北里枫叶园社区","1103554064","龙泽国际2号配电室502配电变压器",800,0,"马倩","2025年9月"]
[46,"唐山供电公司","高新技术产业开发区供电中心","营业二班（计量班）（高新）","高新区街道办事处","河茵北里枫叶园社区","1103554062","龙泽国际2号配电室501配电变压器",800,0,"马倩","2025年9月"]
[47,"唐山供电公司","高新技术产业开发区供电中心","营业二班（计量班）（高新）","高新区街道办事处","河茵北里枫叶园社区","1103554055","龙泽国际1号配电室502配电变压器",837.701,0,"马倩","2025年9月"]
[48,"唐山供电公司","高新技术产业开发区供电中心","营业二班（计量班）（高新）","高新区街道办事处","河茵北里枫叶园社区","1103554058","龙泽国际1号配电室501配电变压器",800,0,"马倩","2025年9月"]
[49,"唐山供电公司","高新技术产业开发区供电中心","营业二班（计量班）（高新）","高新区街道办事处","龙泉西里社区","1102027168","龙泉西里西配电室2号变压器",883.4742,0,"马倩","2025年9月"]
[50,"唐山供电公司","高新技术产业开发区供电中心","营业二班（计量班）（高新）","高新区街道办事处","龙泉西里社区","1102027166","龙泉西里东配电室502变压器",742.9588,0,"马倩","2025年9月"]
[51,"唐山供电公司","高新技术产业开发区供电中心","营业二班（计量班）（高新）","高新区街道办事处","龙泉西里社区","1102646807","龙泉西里东配电室501变压器",800,0,"马倩","2025年9月"]
[52,"唐山供电公司","高新技术产业开发区供电中心","营业二班（计量班）（高新）","高新区街道办事处","龙泉西里社区","1102027167","龙泉西里1号配电室1号变压器",904.6598,0,"马倩","2025年9月"]
[53,"唐山供电公司","高新技术产业开发区供电中心","营业二班（计量班）（高新）","高新区街道办事处","龙泉北里社区","1102808981","龙泉北里2号配电室502变压器",1039.2268,0,"马倩","2025年9月"]
[54,"唐山供电公司","高新技术产业开发区供电中心","营业二班（计量班）（高新）","高新区街道办事处","龙泉北里社区","1102809360","龙泉北里2号配电室501变压器",1013.866,0,"马倩","2025年9月"]
[55,"唐山供电公司","高新技术产业开发区供电中心","营业二班（计量班）（高新）","高新区街道办事处","龙悦新居社区","1102027144","龙悦新居2号箱变501变压器",1000,0,"马倩","2025年9月"]
[56,"唐山供电公司","高新技术产业开发区供电中心","营业二班（计量班）（高新）","高新区街道办事处","龙悦新居社区","1102027133","龙悦新居1号箱变501变压器",1129.6495,0,"马倩","2025年9月"]
[57,"唐山供电公司","高新技术产业开发区供电中心","营业二班（计量班）（高新）","高新区街道办事处","龙悦新居社区","1102027134","龙悦2#箱变配电变压器",504,0,"马倩","2025年9月"]
[58,"唐山供电公司","高新技术产业开发区供电中心","营业二班（计量班）（高新）","高新区街道办事处","龙悦新居社区","1102726039","龙悦1#箱变配电变压器",504,0,"马倩","2025年9月"]
[59,"唐山供电公司","高新技术产业开发区供电中心","营业二班（计量班）（高新）","高新区街道办事处","高科总部大厦充电站","1103305578","高科总部大厦充电站501配电变压器",504,0,"马倩","2025年9月"]
[60,"唐山供电公司","高新技术产业开发区供电中心","营业二班（计量班）（高新）","庆北办事处","刘家洼村","1102860879","高新511新开道西环网柜513线23东分1#柱上变",248.3258,0,"马倩","2025年9月"]
[61,"唐山供电公司","高新技术产业开发区供电中心","营业二班（计量班）（高新）","高新区街道办事处","新城子村","1102897599","高新511北安道建设东辅路环网柜515线1#柱上变压器",160,0,"马倩","2025年9月"]
[62,"唐山供电公司","高新技术产业开发区供电中心","营业二班（计量班）（高新）","高新区街道办事处","颂唐雅苑社区","1103539081","颂唐雅苑2#配电室504配电变压器",677.0825,0,"马倩","2025年9月"]
[63,"唐山供电公司","高新技术产业开发区供电中心","营业二班（计量班）（高新）","高新区街道办事处","颂唐雅苑社区","1103539088","颂唐雅苑2#配电室503配电变压器-",640,0,"马倩","2025年9月"]
[64,"唐山供电公司","高新技术产业开发区供电中心","营业二班（计量班）（高新）","高新区街道办事处","颂唐雅苑社区","1103539087","颂唐雅苑2#配电室502配电变压器",640,0,"马倩","2025年9月"]
[65,"唐山供电公司","高新技术产业开发区供电中心","营业二班（计量班）（高新）","高新区街道办事处","颂唐雅苑社区","1103539082","颂唐雅苑2#配电室501配电变压器",661.0928,0,"马倩","2025年9月"]
[66,"唐山供电公司","高新技术产业开发区供电中心","营业二班（计量班）（高新）","高新区街道办事处","颂唐雅苑社区","1103539083","颂唐雅苑1#配电室504配电变压器",653.6392,0,"马倩","2025年9月"]
[67,"唐山供电公司","高新技术产业开发区供电中心","营业二班（计量班）（高新）","高新区街道办事处","颂唐雅苑社区","1103539085","颂唐雅苑1#配电室503配电变压器",640,0,"马倩","2025年9月"]
[68,"唐山供电公司","高新技术产业开发区供电中心","营业二班（计量班）（高新）","高新区街道办事处","颂唐雅苑社区","1103539084","颂唐雅苑1#配电室502配电变压器",657.4742,0,"马倩","2025年9月"]
[69,"唐山供电公司","高新技术产业开发区供电中心","营业二班（计量班）（高新）","高新区街道办事处","颂唐雅苑社区","1103539086","颂唐雅苑1#配电室501配电变压器",640,0,"马倩","2025年9月"]
[70,"唐山供电公司","高新技术产业开发区供电中心","营业二班（计量班）（高新）","高新区街道办事处","锦绣御府社区","1103535276","锦绣御府2#配电室502配电变压器",839.1546,0,"马倩","2025年9月"]
[71,"唐山供电公司","高新技术产业开发区供电中心","营业二班（计量班）（高新）","高新区街道办事处","锦绣御府社区","1103535277","锦绣御府2#配电室501配电变压器",833.433,0,"马倩","2025年9月"]
[72,"唐山供电公司","高新技术产业开发区供电中心","营业二班（计量班）（高新）","高新区街道办事处","锦绣御府社区","1103535278","锦绣御府1#配电室502配电变压器",640,0,"马倩","2025年9月"]
[73,"唐山供电公司","高新技术产业开发区供电中心","营业二班（计量班）（高新）","高新区街道办事处","锦绣御府社区","1103535279","锦绣御府1#配电室501配电变压器",640,0,"马倩","2025年9月"]
[74,"唐山供电公司","高新技术产业开发区供电中心","营业二班（计量班）（高新）","高新区街道办事处","银隆社区","1102649638","银龙配电室501变压器",504,0,"马倩","2025年9月"]
[75,"唐山供电公司","高新技术产业开发区供电中心","营业二班（计量班）（高新）","高新区街道办事处","金色锦城社区","1102023527","金色锦城2#箱变1号变压器",824.9897,0,"马倩","2025年9月"]
[76,"唐山供电公司","高新技术产业开发区供电中心","营业二班（计量班）（高新）","高新区街道办事处","金色锦城社区","1102023526","金色锦城1#箱变1号变压器",833.6907,0,"马倩","2025年9月"]
[77,"唐山供电公司","高新技术产业开发区供电中心","营业二班（计量班）（高新）","高新区街道办事处","金色河畔社区","1102904894","金色河畔配电室2号变压器",1000,0,"马倩","2025年9月"]
[78,"唐山供电公司","高新技术产业开发区供电中心","营业二班（计量班）（高新）","高新区街道办事处","河茵里枫叶园社区","1103593940","翡翠蓝山充电桩配电室502配电变压器",800,0,"马倩","2025年9月"]
[79,"唐山供电公司","高新技术产业开发区供电中心","营业二班（计量班）（高新）","高新区街道办事处","河茵里枫叶园社区","1103593938","翡翠蓝山充电桩配电室501配电变压器",800,0,"马倩","2025年9月"]
[80,"唐山供电公司","高新技术产业开发区供电中心","营业二班（计量班）（高新）","高新区街道办事处","益民园社区","1102808685","益民园5号配电室502变压器",1000,0,"马倩","2025年9月"]
[81,"唐山供电公司","高新技术产业开发区供电中心","营业二班（计量班）（高新）","高新区街道办事处","益民园社区","1102808879","益民园4号配电室502变压器",1044.2784,0,"马倩","2025年9月"]
[82,"唐山供电公司","高新技术产业开发区供电中心","营业二班（计量班）（高新）","高新区街道办事处","益民园社区","1102808862","益民园3号配电室502变压器",1000,0,"马倩","2025年9月"]
[83,"唐山供电公司","高新技术产业开发区供电中心","营业二班（计量班）（高新）","高新区街道办事处","益民园社区","1102808434","益民园2号配电室502变压器",1000,0,"马倩","2025年9月"]
[84,"唐山供电公司","高新技术产业开发区供电中心","营业二班（计量班）（高新）","高新区街道办事处","益民园社区","1102809245","益民园1号配电室4号变压器",640,0,"马倩","2025年9月"]
[85,"唐山供电公司","高新技术产业开发区供电中心","营业二班（计量班）（高新）","高新区街道办事处","益民园社区","1102809116","益民园1号配电室2号变压器",670.1546,0,"马倩","2025年9月"]
[86,"唐山供电公司","高新技术产业开发区供电中心","营业二班（计量班）（高新）","高新区街道办事处","现代花苑社区","1102649637","现代花苑配电室1号变压器",697.6804,0,"马倩","2025年9月"]
[87,"唐山供电公司","高新技术产业开发区供电中心","营业二班（计量班）（高新）","高新区街道办事处","火炬路","1102807326","火炬路2#箱变1#配电变压器",640,0,"马倩","2025年9月"]
[88,"唐山供电公司","高新技术产业开发区供电中心","营业二班（计量班）（高新）","高新区街道办事处","火炬路","1102805656","火炬路1#箱变1#配电变压器",640,0,"马倩","2025年9月"]
[89,"唐山供电公司","高新技术产业开发区供电中心","营业二班（计量班）（高新）","高新区街道办事处","吉庆里社区","0103665851","河北路房管所西箱变501配电变压器",160,0,"马倩","2025年9月"]
[90,"唐山供电公司","高新技术产业开发区供电中心","营业二班（计量班）（高新）","高新区街道办事处","吉庆里社区","0103665863","河北路房管所东箱变501配电变压器",667.7423,0,"马倩","2025年9月"]
[91,"唐山供电公司","高新技术产业开发区供电中心","营业二班（计量班）（高新）","高新区街道办事处","火炬路","1103307565","永强箱变变压器",640,0,"马倩","2025年9月"]
[92,"唐山供电公司","高新技术产业开发区供电中心","营业二班（计量班）（高新）","高新区街道办事处","水机楼社区","1601240305000064","水机楼9号楼东箱变501配电变压器",521.0309,0,"马倩","2025年9月"]
[93,"唐山供电公司","高新技术产业开发区供电中心","营业二班（计量班）（高新）","高新区街道办事处","水机楼社区","1601240305003156","水机楼4号楼东箱变501配电变压器",504,0,"马倩","2025年9月"]
[94,"唐山供电公司","高新技术产业开发区供电中心","营业二班（计量班）（高新）","高新区街道办事处","水机楼社区","1601240305002128","水机楼13号楼东箱变501配电变压器",525.6701,0,"马倩","2025年9月"]
[95,"唐山供电公司","高新技术产业开发区供电中心","营业二班（计量班）（高新）","高新区街道办事处","龙泽园公寓","1102826064","检察院箱变501变压器",640,0,"马倩","2025年9月"]
[96,"唐山供电公司","高新技术产业开发区供电中心","营业二班（计量班）（高新）","高新区街道办事处","河茵北里枫叶园社区","1103555463","枫叶园4号配电室502配电变压器",858.7629,0,"马倩","2025年9月"]
[97,"唐山供电公司","高新技术产业开发区供电中心","营业二班（计量班）（高新）","高新区街道办事处","河茵北里枫叶园社区","1103555470","枫叶园4号配电室501配电变压器",800,0,"马倩","2025年9月"]
[98,"唐山供电公司","高新技术产业开发区供电中心","营业二班（计量班）（高新）","高新区街道办事处","河茵北里枫叶园社区","1103555466","枫叶园3号配电室502配电变压器",800,0,"马倩","2025年9月"]
[99,"唐山供电公司","高新技术产业开发区供电中心","营业二班（计量班）（高新）","高新区街道办事处","河茵北里枫叶园社区","1103555504","枫叶园3号配电室501配电变压器-",800,0,"马倩","2025年9月"]
[100,"唐山供电公司","高新技术产业开发区供电中心","营业二班（计量班）（高新）","高新区街道办事处","河茵北里枫叶园社区","1103555469","枫叶园2号配电室502配电变压器",800,0,"马倩","2025年9月"]
[101,"唐山供电公司","高新技术产业开发区供电中心","营业二班（计量班）（高新）","高新区街道办事处","河茵北里枫叶园社区","1103555460","枫叶园2号配电室501配电变压器",800,0,"马倩","2025年9月"]
[102,"唐山供电公司","高新技术产业开发区供电中心","营业二班（计量班）（高新）","高新区街道办事处","河茵北里枫叶园社区","1103555468","枫叶园1号配电室502配电变压器",800,0,"马倩","2025年9月"]
[103,"唐山供电公司","高新技术产业开发区供电中心","营业二班（计量班）（高新）","高新区街道办事处","河茵北里枫叶园社区","1103555501","枫叶园1号配电室501配电变压器",800,0,"马倩","2025年9月"]
[104,"唐山供电公司","高新技术产业开发区供电中心","营业二班（计量班）（高新）","高新区街道办事处","永庆道","1102808917","机械技校箱变1号变压器",669.2887,0,"马倩","2025年9月"]
[105,"唐山供电公司","高新技术产业开发区供电中心","营业二班（计量班）（高新）","高新区街道办事处","星河湾社区","1102846716","星河湾开闭站528汇中仪表二号环网柜524线19南分4#柱上变",255.7165,0,"马倩","2025年9月"]
[106,"唐山供电公司","高新技术产业开发区供电中心","营业二班（计量班）（高新）","高新区街道办事处","星河湾社区","1103135781","星河湾开闭站528汇中仪表二号环网柜524线14#柱上变",268.1753,0,"马倩","2025年9月"]
[107,"唐山供电公司","高新技术产业开发区供电中心","营业二班（计量班）（高新）","高新区街道办事处","星河湾社区","1102845785","星河湾开闭站528汇中仪表二号环网柜524-8#柱上变",256.0577,0,"马倩","2025年9月"]
[108,"唐山供电公司","高新技术产业开发区供电中心","营业二班（计量班）（高新）","高新区街道办事处","星河湾社区","0103643958","星河湾D区配电室504配电变压器",674.7134,0,"马倩","2025年9月"]
[109,"唐山供电公司","高新技术产业开发区供电中心","营业二班（计量班）（高新）","高新区街道办事处","星河湾社区","0103643957","星河湾D区配电室503配电变压器",663.7031,0,"马倩","2025年9月"]
[110,"唐山供电公司","高新技术产业开发区供电中心","营业二班（计量班）（高新）","高新区街道办事处","星河湾社区","0103643959","星河湾D区配电室502配电变压器",681.7402,0,"马倩","2025年9月"]
[111,"唐山供电公司","高新技术产业开发区供电中心","营业二班（计量班）（高新）","高新区街道办事处","星河湾社区","0103643956","星河湾D区配电室501配电变压器",701.2866,0,"马倩","2025年9月"]
[112,"唐山供电公司","高新技术产业开发区供电中心","营业二班（计量班）（高新）","高新区街道办事处","星河湾社区","0103643757","星河湾B区配电室504配电变压器",686.9608,0,"马倩","2025年9月"]
[113,"唐山供电公司","高新技术产业开发区供电中心","营业二班（计量班）（高新）","高新区街道办事处","星河湾社区","0103643754","星河湾B区配电室503配电变压器",650.0701,0,"马倩","2025年9月"]
[114,"唐山供电公司","高新技术产业开发区供电中心","营业二班（计量班）（高新）","高新区街道办事处","星河湾社区","0103643755","星河湾B区配电室502配电变压器",644.0577,0,"马倩","2025年9月"]
[115,"唐山供电公司","高新技术产业开发区供电中心","营业二班（计量班）（高新）","高新区街道办事处","星河湾社区","0103643756","星河湾B区配电室501配电变压器",641.4845,0,"马倩","2025年9月"]
[116,"唐山供电公司","高新技术产业开发区供电中心","营业二班（计量班）（高新）","高新区街道办事处","星河湾社区","1103643737","星河湾A区2#配电室504配电变压器",847.6598,0,"马倩","2025年9月"]
[117,"唐山供电公司","高新技术产业开发区供电中心","营业二班（计量班）（高新）","高新区街道办事处","星河湾社区","1103643738","星河湾A区2#配电室503配电变压器",852.3918,0,"马倩","2025年9月"]
[118,"唐山供电公司","高新技术产业开发区供电中心","营业二班（计量班）（高新）","高新区街道办事处","星河湾社区","1103643735","星河湾A区2#配电室502配电变压器",827.3711,0,"马倩","2025年9月"]
[119,"唐山供电公司","高新技术产业开发区供电中心","营业二班（计量班）（高新）","高新区街道办事处","星河湾社区","1103643736","星河湾A区2#配电室501配电变压器",852.732,0,"马倩","2025年9月"]
[120,"唐山供电公司","高新技术产业开发区供电中心","营业二班（计量班）（高新）","高新区街道办事处","星河湾社区","1103643739","星河湾A区1#配电室504配电变压器",800,0,"马倩","2025年9月"]
[121,"唐山供电公司","高新技术产业开发区供电中心","营业二班（计量班）（高新）","高新区街道办事处","星河湾社区","1103643741","星河湾A区1#配电室503配电变压器",835.6598,0,"马倩","2025年9月"]
[122,"唐山供电公司","高新技术产业开发区供电中心","营业二班（计量班）（高新）","高新区街道办事处","星河湾社区","0103643519","星河湾A区1#配电室502配电变压器",844.1959,0,"马倩","2025年9月"]
[123,"唐山供电公司","高新技术产业开发区供电中心","营业二班（计量班）（高新）","高新区街道办事处","星河湾社区","1103643740","星河湾A区1#配电室501配电变压器",823.3814,0,"马倩","2025年9月"]
[124,"唐山供电公司","高新技术产业开发区供电中心","营业二班（计量班）（高新）","高新区街道办事处","昌隆金色华尔兹社区","1102024393","昌隆地下配电室2号变压器",800,0,"马倩","2025年9月"]
[125,"唐山供电公司","高新技术产业开发区供电中心","营业二班（计量班）（高新）","高新区街道办事处","建设北路专线","1103262812","新城子514线513-3号柱上变",252,0,"马倩","2025年9月"]
[126,"唐山供电公司","高新技术产业开发区供电中心","营业四班（计量班）（高新）","老庄子镇","瓦房庄村","1102729594","10kV瓦房庄线老庄子513瓦东街内支#8瓦房庄村1综合配电变压器",106.6412,0,"冯旭","2025年9月"]
[127,"唐山供电公司","高新技术产业开发区供电中心","营业二班（计量班）（高新）","高新区街道办事处","呈方里文昌园社区","1103279208","文昌园6#配电室502配电变压器",854.7113,0,"马倩","2025年9月"]
[128,"唐山供电公司","高新技术产业开发区供电中心","营业二班（计量班）（高新）","高新区街道办事处","呈方里文昌园社区","1103279211","文昌园6#配电室501配电变压器",849.8866,0,"马倩","2025年9月"]
[129,"唐山供电公司","高新技术产业开发区供电中心","营业二班（计量班）（高新）","高新区街道办事处","呈方里文昌园社区","1103279212","文昌园5#配电室502配电变压器",869.8969,0,"马倩","2025年9月"]
[130,"唐山供电公司","高新技术产业开发区供电中心","营业二班（计量班）（高新）","高新区街道办事处","呈方里文昌园社区","1103279213","文昌园5#配电室501配电变压器",852.0206,0,"马倩","2025年9月"]
[131,"唐山供电公司","高新技术产业开发区供电中心","营业二班（计量班）（高新）","高新区街道办事处","呈方里文昌园社区","1103279210","文昌园4#配电室502配电变压器",834.8247,0,"马倩","2025年9月"]
[132,"唐山供电公司","高新技术产业开发区供电中心","营业二班（计量班）（高新）","高新区街道办事处","呈方里文昌园社区","1103279209","文昌园4#配电室501配电变压器",833.7732,0,"马倩","2025年9月"]
[133,"唐山供电公司","高新技术产业开发区供电中心","营业二班（计量班）（高新）","高新区街道办事处","呈方里文昌园社区","1103279217","文昌园3#配电室502配电变压器",841.1649,0,"马倩","2025年9月"]
[134,"唐山供电公司","高新技术产业开发区供电中心","营业二班（计量班）（高新）","高新区街道办事处","呈方里文昌园社区","1103279216","文昌园3#配电室501配电变压器",851.2784,0,"马倩","2025年9月"]
[135,"唐山供电公司","高新技术产业开发区供电中心","营业二班（计量班）（高新）","高新区街道办事处","呈方里文昌园社区","1103279214","文昌园2#配电室502配电变压器",842.2474,0,"马倩","2025年9月"]
[136,"唐山供电公司","高新技术产业开发区供电中心","营业二班（计量班）（高新）","高新区街道办事处","呈方里文昌园社区","1103279215","文昌园2#配电室501配电变压器",848.6495,0,"马倩","2025年9月"]
[137,"唐山供电公司","高新技术产业开发区供电中心","营业二班（计量班）（高新）","高新区街道办事处","呈方里文昌园社区","1103279207","文昌园1#配电室502配电变压器",850.8763,0,"马倩","2025年9月"]
[138,"唐山供电公司","高新技术产业开发区供电中心","营业二班（计量班）（高新）","高新区街道办事处","呈方里文昌园社区","1103279206","文昌园1#配电室501配电变压器",856.3814,0,"马倩","2025年9月"]
[139,"唐山供电公司","高新技术产业开发区供电中心","营业二班（计量班）（高新）","高新区街道办事处","成龙箱变","1102805821","成龙箱变502变压器",640,0,"马倩","2025年9月"]
[140,"唐山供电公司","高新技术产业开发区供电中心","营业二班（计量班）（高新）","高新区街道办事处","惠安社区","1102027174","惠安2号配电室2号配电变压器",628.0825,0,"马倩","2025年9月"]
[141,"唐山供电公司","高新技术产业开发区供电中心","营业二班（计量班）（高新）","高新区街道办事处","惠安社区","1102027173","惠安2号配电室1号配电变压器",504,0,"马倩","2025年9月"]
[142,"唐山供电公司","高新技术产业开发区供电中心","营业二班（计量班）（高新）","高新区街道办事处","惠安社区","1102027170","惠安1号配电室502变压器",583.0825,0,"马倩","2025年9月"]
[143,"唐山供电公司","高新技术产业开发区供电中心","营业二班（计量班）（高新）","高新区街道办事处","惠安社区","1102027169","惠安1号配电室501变压器",504,0,"马倩","2025年9月"]
[144,"唐山供电公司","高新技术产业开发区供电中心","营业二班（计量班）（高新）","高新区街道办事处","龙华里世纪龙庭D区社区","1103069703","恒大龙庭D区9#配电室502配电变压器",1000,0,"马倩","2025年9月"]
[145,"唐山供电公司","高新技术产业开发区供电中心","营业二班（计量班）（高新）","高新区街道办事处","龙华里世纪龙庭D区社区","1103069702","恒大龙庭D区9#配电室501配电变压器",1000,0,"马倩","2025年9月"]
[146,"唐山供电公司","高新技术产业开发区供电中心","营业二班（计量班）（高新）","高新区街道办事处","龙华里世纪龙庭D区社区","1103069700","恒大龙庭D区8#配电室502配电变压器",1000,0,"马倩","2025年9月"]
[147,"唐山供电公司","高新技术产业开发区供电中心","营业二班（计量班）（高新）","高新区街道办事处","龙华里世纪龙庭D区社区","1103069701","恒大龙庭D区8#配电室501配电变压器",1000,0,"马倩","2025年9月"]
[148,"唐山供电公司","高新技术产业开发区供电中心","营业二班（计量班）（高新）","高新区街道办事处","龙华里世纪龙庭D区社区","1103069699","恒大龙庭D区7#配电室502配电变压器",1046.0619,0,"马倩","2025年9月"]
[149,"唐山供电公司","高新技术产业开发区供电中心","营业二班（计量班）（高新）","高新区街道办事处","龙华里世纪龙庭D区社区","1103069698","恒大龙庭D区7#配电室501配电变压器",1050.8041,0,"马倩","2025年9月"]
[150,"唐山供电公司","高新技术产业开发区供电中心","营业二班（计量班）（高新）","高新区街道办事处","龙华里世纪龙庭D区社区","1103069697","恒大龙庭D区6#配电室502配电变压器",1026.5155,0,"马倩","2025年9月"]
[151,"唐山供电公司","高新技术产业开发区供电中心","营业二班（计量班）（高新）","高新区街道办事处","龙华里世纪龙庭D区社区","1103069696","恒大龙庭D区6#配电室501配电变压器",1000,0,"马倩","2025年9月"]
[152,"唐山供电公司","高新技术产业开发区供电中心","营业二班（计量班）（高新）","高新区街道办事处","龙华里世纪龙庭D区社区","1103069695","恒大龙庭D区5#配电室502配电变压器",1000,0,"马倩","2025年9月"]
[153,"唐山供电公司","高新技术产业开发区供电中心","营业二班（计量班）（高新）","高新区街道办事处","龙华里世纪龙庭D区社区","1103069694","恒大龙庭D区5#配电室501配电变压器",1000,0,"马倩","2025年9月"]
[154,"唐山供电公司","高新技术产业开发区供电中心","营业二班（计量班）（高新）","高新区街道办事处","龙华里世纪龙庭D区社区","1103069693","恒大龙庭D区4#配电室502配电变压器",1038.1443,0,"马倩","2025年9月"]
[155,"唐山供电公司","高新技术产业开发区供电中心","营业二班（计量班）（高新）","高新区街道办事处","龙华里世纪龙庭D区社区","1103069692","恒大龙庭D区4#配电室501配电变压器",1043.7113,0,"马倩","2025年9月"]
[156,"唐山供电公司","高新技术产业开发区供电中心","营业二班（计量班）（高新）","高新区街道办事处","龙华里世纪龙庭D区社区","1103069691","恒大龙庭D区2#配电室502配电变压器",1000,0,"马倩","2025年9月"]
[157,"唐山供电公司","高新技术产业开发区供电中心","营业二班（计量班）（高新）","高新区街道办事处","龙华里世纪龙庭D区社区","1103069690","恒大龙庭D区2#配电室501配电变压器",1000,0,"马倩","2025年9月"]
[158,"唐山供电公司","高新技术产业开发区供电中心","营业二班（计量班）（高新）","高新区街道办事处","龙华里世纪龙庭D区社区","1103069689","恒大龙庭D区1#配电室502配电变压器",1000,0,"马倩","2025年9月"]
[159,"唐山供电公司","高新技术产业开发区供电中心","营业二班（计量班）（高新）","高新区街道办事处","龙华里世纪龙庭D区社区","1103069688","恒大龙庭D区1#配电室501配电变压器",1036.7423,0,"马倩","2025年9月"]
[160,"唐山供电公司","高新技术产业开发区供电中心","营业二班（计量班）（高新）","高新区街道办事处","龙华里世纪龙庭B区社区","1103066671","恒大龙庭B区7#配电室502配电变压器",1000,0,"马倩","2025年9月"]
[161,"唐山供电公司","高新技术产业开发区供电中心","营业二班（计量班）（高新）","高新区街道办事处","龙华里世纪龙庭B区社区","1103066670","恒大龙庭B区7#配电室501配电变压器",1000,0,"马倩","2025年9月"]
[162,"唐山供电公司","高新技术产业开发区供电中心","营业二班（计量班）（高新）","高新区街道办事处","龙华里世纪龙庭B区社区","1103066669","恒大龙庭B区6#配电室502配电变压器",1000,0,"马倩","2025年9月"]
[163,"唐山供电公司","高新技术产业开发区供电中心","营业二班（计量班）（高新）","高新区街道办事处","龙华里世纪龙庭B区社区","1103066668","恒大龙庭B区6#配电室501配电变压器",1000,0,"马倩","2025年9月"]
[164,"唐山供电公司","高新技术产业开发区供电中心","营业二班（计量班）（高新）","高新区街道办事处","龙华里世纪龙庭B区社区","1103066667","恒大龙庭B区5#配电室502配电变压器",1000,0,"马倩","2025年9月"]
[165,"唐山供电公司","高新技术产业开发区供电中心","营业二班（计量班）（高新）","高新区街道办事处","龙华里世纪龙庭B区社区","1103066666","恒大龙庭B区5#配电室501配电变压器",1000,0,"马倩","2025年9月"]
[166,"唐山供电公司","高新技术产业开发区供电中心","营业二班（计量班）（高新）","高新区街道办事处","龙华里世纪龙庭B区社区","1103066665","恒大龙庭B区4#配电室502配电变压器",1000,0,"马倩","2025年9月"]
[167,"唐山供电公司","高新技术产业开发区供电中心","营业二班（计量班）（高新）","高新区街道办事处","龙华里世纪龙庭B区社区","1103066664","恒大龙庭B区4#配电室501配电变压器",1000,0,"马倩","2025年9月"]
[168,"唐山供电公司","高新技术产业开发区供电中心","营业二班（计量班）（高新）","高新区街道办事处","龙华里世纪龙庭B区社区","1103066663","恒大龙庭B区3#配电室502配电变压器",1000,0,"马倩","2025年9月"]
[169,"唐山供电公司","高新技术产业开发区供电中心","营业二班（计量班）（高新）","高新区街道办事处","龙华里世纪龙庭B区社区","1103066662","恒大龙庭B区3#配电室501配电变压器",1000,0,"马倩","2025年9月"]
[170,"唐山供电公司","高新技术产业开发区供电中心","营业二班（计量班）（高新）","高新区街道办事处","龙华里世纪龙庭B区社区","1103066661","恒大龙庭B区2#配电室502配电变压器",1000,0,"马倩","2025年9月"]
[171,"唐山供电公司","高新技术产业开发区供电中心","营业二班（计量班）（高新）","高新区街道办事处","龙华里世纪龙庭B区社区","1103066660","恒大龙庭B区2#配电室501配电变压器",1000,0,"马倩","2025年9月"]
[172,"唐山供电公司","高新技术产业开发区供电中心","营业二班（计量班）（高新）","高新区街道办事处","龙华里世纪龙庭B区社区","1103066659","恒大龙庭B区1#配电室502配电变压器",1005.6495,0,"马倩","2025年9月"]
[173,"唐山供电公司","高新技术产业开发区供电中心","营业二班（计量班）（高新）","高新区街道办事处","龙华里世纪龙庭B区社区","1103066658","恒大龙庭B区1#配电室501配电变压器",1064.6186,0,"马倩","2025年9月"]
[174,"唐山供电公司","高新技术产业开发区供电中心","营业二班（计量班）（高新）","高新区街道办事处","祥丰里文昌园社区","1103172773","恒大学庭8#配电室504配电变压器",539.0309,0,"马倩","2025年9月"]
[175,"唐山供电公司","高新技术产业开发区供电中心","营业二班（计量班）（高新）","高新区街道办事处","祥丰里文昌园社区","1103172770","恒大学庭8#配电室503配电变压器",526.3093,0,"马倩","2025年9月"]
[176,"唐山供电公司","高新技术产业开发区供电中心","营业二班（计量班）（高新）","高新区街道办事处","祥丰里文昌园社区","1103172772","恒大学庭8#配电室502配电变压器",670.0124,0,"马倩","2025年9月"]
[177,"唐山供电公司","高新技术产业开发区供电中心","营业二班（计量班）（高新）","高新区街道办事处","祥丰里文昌园社区","1103172771","恒大学庭8#配电室501配电变压器",662.1691,0,"马倩","2025年9月"]
[178,"唐山供电公司","高新技术产业开发区供电中心","营业二班（计量班）（高新）","高新区街道办事处","祥丰里文昌园社区","1103172769","恒大学庭7#配电室502配电变压器",851.2474,0,"马倩","2025年9月"]
[179,"唐山供电公司","高新技术产业开发区供电中心","营业二班（计量班）（高新）","高新区街道办事处","祥丰里文昌园社区","1103172768","恒大学庭7#配电室501配电变压器",835.6598,0,"马倩","2025年9月"]
[180,"唐山供电公司","高新技术产业开发区供电中心","营业二班（计量班）（高新）","高新区街道办事处","祥丰里文昌园社区","1103172767","恒大学庭6#配电室504配电变压器",722.9856,0,"马倩","2025年9月"]
[181,"唐山供电公司","高新技术产业开发区供电中心","营业二班（计量班）（高新）","高新区街道办事处","祥丰里文昌园社区","1103172764","恒大学庭6#配电室503配电变压器",749.9794,0,"马倩","2025年9月"]
[182,"唐山供电公司","高新技术产业开发区供电中心","营业二班（计量班）（高新）","高新区街道办事处","祥丰里文昌园社区","1103172766","恒大学庭6#配电室502配电变压器",825.701,0,"马倩","2025年9月"]
[183,"唐山供电公司","高新技术产业开发区供电中心","营业二班（计量班）（高新）","高新区街道办事处","祥丰里文昌园社区","1103172765","恒大学庭6#配电室501配电变压器",839.1856,0,"马倩","2025年9月"]
[184,"唐山供电公司","高新技术产业开发区供电中心","营业二班（计量班）（高新）","高新区街道办事处","呈方里文昌园社区","1103653331","恒大学庭5号配电室504配电变压器",664.4948,0,"马倩","2025年9月"]
[185,"唐山供电公司","高新技术产业开发区供电中心","营业二班（计量班）（高新）","高新区街道办事处","呈方里文昌园社区","1103653320","恒大学庭5号配电室503配电变压器",735.7031,0,"马倩","2025年9月"]
[186,"唐山供电公司","高新技术产业开发区供电中心","营业二班（计量班）（高新）","高新区街道办事处","呈方里文昌园社区","1103653321","恒大学庭5号配电室502配电变压器",670.9031,0,"马倩","2025年9月"]
[187,"唐山供电公司","高新技术产业开发区供电中心","营业二班（计量班）（高新）","高新区街道办事处","呈方里文昌园社区","1103653323","恒大学庭5号配电室501配电变压器",661.3526,0,"马倩","2025年9月"]
[188,"唐山供电公司","高新技术产业开发区供电中心","营业二班（计量班）（高新）","高新区街道办事处","呈方里文昌园社区","1103653322","恒大学庭4号配电室504配电变压器",693.1216,0,"马倩","2025年9月"]
[189,"唐山供电公司","高新技术产业开发区供电中心","营业二班（计量班）（高新）","高新区街道办事处","呈方里文昌园社区","1103653324","恒大学庭4号配电室503配电变压器",647.4227,0,"马倩","2025年9月"]
[190,"唐山供电公司","高新技术产业开发区供电中心","营业二班（计量班）（高新）","高新区街道办事处","呈方里文昌园社区","1103653328","恒大学庭4号配电室502配电变压器",658.532,0,"马倩","2025年9月"]
[191,"唐山供电公司","高新技术产业开发区供电中心","营业二班（计量班）（高新）","高新区街道办事处","呈方里文昌园社区","1103653329","恒大学庭4号配电室501配电变压器",697.4268,0,"马倩","2025年9月"]
[192,"唐山供电公司","高新技术产业开发区供电中心","营业二班（计量班）（高新）","高新区街道办事处","呈方里文昌园社区","1103653336","恒大学庭3号配电室504配电变压器",662.2433,0,"马倩","2025年9月"]
[193,"唐山供电公司","高新技术产业开发区供电中心","营业二班（计量班）（高新）","高新区街道办事处","呈方里文昌园社区","1103653326","恒大学庭3号配电室503配电变压器",669.5175,0,"马倩","2025年9月"]
[194,"唐山供电公司","高新技术产业开发区供电中心","营业二班（计量班）（高新）","高新区街道办事处","呈方里文昌园社区","1103653335","恒大学庭3号配电室502配电变压器",674.9361,0,"马倩","2025年9月"]
[195,"唐山供电公司","高新技术产业开发区供电中心","营业二班（计量班）（高新）","高新区街道办事处","呈方里文昌园社区","1103653327","恒大学庭3号配电室501配电变压器",664.4701,0,"马倩","2025年9月"]
[196,"唐山供电公司","高新技术产业开发区供电中心","营业二班（计量班）（高新）","高新区街道办事处","呈方里文昌园社区","1103653333","恒大学庭2号配电室504配电变压器",685.4021,0,"马倩","2025年9月"]
[197,"唐山供电公司","高新技术产业开发区供电中心","营业二班（计量班）（高新）","高新区街道办事处","呈方里文昌园社区","1103653319","恒大学庭2号配电室503配电变压器",645.0474,0,"马倩","2025年9月"]
[198,"唐山供电公司","高新技术产业开发区供电中心","营业二班（计量班）（高新）","高新区街道办事处","呈方里文昌园社区","1103653325","恒大学庭2号配电室502配电变压器",652.4948,0,"马倩","2025年9月"]
[199,"唐山供电公司","高新技术产业开发区供电中心","营业二班（计量班）（高新）","高新区街道办事处","呈方里文昌园社区","1103653330","恒大学庭2号配电室501配电变压器",644.6021,0,"马倩","2025年9月"]
[200,"唐山供电公司","高新技术产业开发区供电中心","营业二班（计量班）（高新）","高新区街道办事处","呈方里文昌园社区","1103653334","恒大学庭1号配电室504配电变压器",520.1856,0,"马倩","2025年9月"]
[201,"唐山供电公司","高新技术产业开发区供电中心","营业二班（计量班）（高新）","高新区街道办事处","呈方里文昌园社区","1103653332","恒大学庭1号配电室503配电变压器",557.1959,0,"马倩","2025年9月"]
[202,"唐山供电公司","高新技术产业开发区供电中心","营业二班（计量班）（高新）","高新区街道办事处","呈方里文昌园社区","1103653338","恒大学庭1号配电室502配电变压器",539.4845,0,"马倩","2025年9月"]
[203,"唐山供电公司","高新技术产业开发区供电中心","营业二班（计量班）（高新）","高新区街道办事处","呈方里文昌园社区","1103653337","恒大学庭1号配电室501配电变压器",527.0722,0,"马倩","2025年9月"]
[204,"唐山供电公司","高新技术产业开发区供电中心","营业二班（计量班）（高新）","高新区街道办事处","怡园社区","1102644621","怡园箱变501变压器",474.1773,0,"马倩","2025年9月"]
[205,"唐山供电公司","高新技术产业开发区供电中心","营业二班（计量班）（高新）","高新区街道办事处","火炬路","1102027210","开发区2号配电室502变压器",800,0,"马倩","2025年9月"]
[206,"唐山供电公司","高新技术产业开发区供电中心","营业二班（计量班）（高新）","高新区街道办事处","火炬路","1102027209","开发区2号配电室501变压器",800,0,"马倩","2025年9月"]
[207,"唐山供电公司","高新技术产业开发区供电中心","营业二班（计量班）（高新）","高新区街道办事处","火炬路","1102027208","开发区1号配电室2号变压器",800,0,"马倩","2025年9月"]
[208,"唐山供电公司","高新技术产业开发区供电中心","营业二班（计量班）（高新）","高新区街道办事处","火炬路","1102027207","开发区1号配电室1号变压器",800,0,"马倩","2025年9月"]
[209,"唐山供电公司","高新技术产业开发区供电中心","营业二班（计量班）（高新）","高新区街道办事处","富兴花苑社区","1102808321","富兴箱变501变压器",200,0,"马倩","2025年9月"]
[210,"唐山供电公司","高新技术产业开发区供电中心","营业二班（计量班）（高新）","高新区街道办事处","宏扬花园社区","1102725880","宏扬花园3号箱变501变压器",800,0,"马倩","2025年9月"]
[211,"唐山供电公司","高新技术产业开发区供电中心","营业二班（计量班）（高新）","高新区街道办事处","宏扬花园社区","1102725879","宏扬花园2号箱变501变压器",640,0,"马倩","2025年9月"]
[212,"唐山供电公司","高新技术产业开发区供电中心","营业二班（计量班）（高新）","高新区街道办事处","宏扬花园社区","1102725878","宏扬花园1号箱变501变压器",834.6392,0,"马倩","2025年9月"]
[213,"唐山供电公司","高新技术产业开发区供电中心","营业二班（计量班）（高新）","高新区街道办事处","宁馨园社区","1103603501","宁馨园4号配电室502配电变压器",816.299,0,"马倩","2025年9月"]
[214,"唐山供电公司","高新技术产业开发区供电中心","营业二班（计量班）（高新）","高新区街道办事处","宁馨园社区","1103603500","宁馨园4号配电室501配电变压器",831.8557,0,"马倩","2025年9月"]
[215,"唐山供电公司","高新技术产业开发区供电中心","营业二班（计量班）（高新）","高新区街道办事处","宁馨园社区","1103603508","宁馨园3号配电室504配电变压器",640,0,"马倩","2025年9月"]
[216,"唐山供电公司","高新技术产业开发区供电中心","营业二班（计量班）（高新）","高新区街道办事处","宁馨园社区","1103603509","宁馨园3号配电室503配电变压器",640.1732,0,"马倩","2025年9月"]
[217,"唐山供电公司","高新技术产业开发区供电中心","营业二班（计量班）（高新）","高新区街道办事处","宁馨园社区","1103603531","宁馨园3号配电室502配电变压器",812.5567,0,"马倩","2025年9月"]
[218,"唐山供电公司","高新技术产业开发区供电中心","营业二班（计量班）（高新）","高新区街道办事处","宁馨园社区","1103603510","宁馨园3号配电室501配电变压器",820.1959,0,"马倩","2025年9月"]
[219,"唐山供电公司","高新技术产业开发区供电中心","营业二班（计量班）（高新）","高新区街道办事处","宁馨园社区","1103603502","宁馨园2号配电室502配电变压器",831.7629,0,"马倩","2025年9月"]
[220,"唐山供电公司","高新技术产业开发区供电中心","营业二班（计量班）（高新）","高新区街道办事处","宁馨园社区","1103603503","宁馨园2号配电室501配电变压器",842.8969,0,"马倩","2025年9月"]
[221,"唐山供电公司","高新技术产业开发区供电中心","营业二班（计量班）（高新）","高新区街道办事处","宁馨园社区","1103603507","宁馨园1号配电室504配电变压器",840.0825,0,"马倩","2025年9月"]
[222,"唐山供电公司","高新技术产业开发区供电中心","营业二班（计量班）（高新）","高新区街道办事处","宁馨园社区","1103603504","宁馨园1号配电室503配电变压器",830.8969,0,"马倩","2025年9月"]
[223,"唐山供电公司","高新技术产业开发区供电中心","营业二班（计量班）（高新）","高新区街道办事处","宁馨园社区","1103603506","宁馨园1号配电室502配电变压器",823.4433,0,"马倩","2025年9月"]
[224,"唐山供电公司","高新技术产业开发区供电中心","营业二班（计量班）（高新）","高新区街道办事处","宁馨园社区","1103603505","宁馨园1号配电室501配电变压器",835.2887,0,"马倩","2025年9月"]
[225,"唐山供电公司","高新技术产业开发区供电中心","营业二班（计量班）（高新）","高新区街道办事处","宁馨园社区","1103603547","宁馨园1号充电桩配电室502配电变压器",640,0,"马倩","2025年9月"]
[226,"唐山供电公司","高新技术产业开发区供电中心","营业二班（计量班）（高新）","高新区街道办事处","宁馨园社区","1103603548","宁馨园1号充电桩配电室501配电变压器",648.2639,0,"马倩","2025年9月"]
[227,"唐山供电公司","高新技术产业开发区供电中心","营业二班（计量班）（高新）","高新区街道办事处","大庆10号社区","1102808259","大庆十号箱变501变压器",726.3505,0,"马倩","2025年9月"]
[228,"唐山供电公司","高新技术产业开发区供电中心","营业二班（计量班）（高新）","高新区街道办事处","吉庆里社区","1102808436","大庆八号2号配电室2号变压器",699.8454,0,"马倩","2025年9月"]
[229,"唐山供电公司","高新技术产业开发区供电中心","营业二班（计量班）（高新）","高新区街道办事处","吉庆里社区","1102808995","大庆八号2号配电室1号变压器",757.4948,0,"马倩","2025年9月"]
[230,"唐山供电公司","高新技术产业开发区供电中心","营业二班（计量班）（高新）","高新区街道办事处","吉庆里社区","1102808961","大庆八号1号配电室2号变压器",782.701,0,"马倩","2025年9月"]
[231,"唐山供电公司","高新技术产业开发区供电中心","营业二班（计量班）（高新）","高新区街道办事处","吉庆里社区","1102808458","大庆八号1号配电室1号变压器",682.7423,0,"马倩","2025年9月"]
[232,"唐山供电公司","高新技术产业开发区供电中心","营业二班（计量班）（高新）","高新区街道办事处","大庆10号社区","1102807280","大庆10#配电室",595.3196,0,"马倩","2025年9月"]
[233,"唐山供电公司","高新技术产业开发区供电中心","营业二班（计量班）（高新）","高新区街道办事处","大学道世纪龙庭社区","1103253509","大学道世纪龙庭509楼箱变501配电变压器",504,0,"马倩","2025年9月"]
[234,"唐山供电公司","高新技术产业开发区供电中心","营业二班（计量班）（高新）","高新区街道办事处","龙安里悦茂城社区","1103657346","国茂府回迁区6号配电室502配电变压器",837.3299,0,"马倩","2025年9月"]
[235,"唐山供电公司","高新技术产业开发区供电中心","营业二班（计量班）（高新）","高新区街道办事处","龙安里悦茂城社区","1103657347","国茂府回迁区6号配电室501配电变压器",843.7629,0,"马倩","2025年9月"]
[236,"唐山供电公司","高新技术产业开发区供电中心","营业二班（计量班）（高新）","高新区街道办事处","龙安里悦茂城社区","1103657341","国茂府回迁区5号配电室504配电变压器",647.6206,0,"马倩","2025年9月"]
[237,"唐山供电公司","高新技术产业开发区供电中心","营业二班（计量班）（高新）","高新区街道办事处","龙安里悦茂城社区","1103657340","国茂府回迁区5号配电室502配电变压器",823.3196,0,"马倩","2025年9月"]
[238,"唐山供电公司","高新技术产业开发区供电中心","营业二班（计量班）（高新）","高新区街道办事处","龙安里悦茂城社区","1103657345","国茂府回迁区5号配电室501配电变压器",822.0206,0,"马倩","2025年9月"]
[239,"唐山供电公司","高新技术产业开发区供电中心","营业二班（计量班）（高新）","高新区街道办事处","龙安里悦茂城社区","1103657337","国茂府回迁区4号配电室503配电变压器",807.7196,0,"马倩","2025年9月"]
[240,"唐山供电公司","高新技术产业开发区供电中心","营业二班（计量班）（高新）","高新区街道办事处","龙安里悦茂城社区","1103657350","国茂府回迁区4号配电室502配电变压器",834.7629,0,"马倩","2025年9月"]
[241,"唐山供电公司","高新技术产业开发区供电中心","营业二班（计量班）（高新）","高新区街道办事处","龙安里悦茂城社区","1103657338","国茂府回迁区4号配电室501配电变压器",668.8247,0,"马倩","2025年9月"]
[242,"唐山供电公司","高新技术产业开发区供电中心","营业二班（计量班）（高新）","高新区街道办事处","龙安里悦茂城社区","1103657342","国茂府回迁区3号配电室502配电变压器",827.6495,0,"马倩","2025年9月"]
[243,"唐山供电公司","高新技术产业开发区供电中心","营业二班（计量班）（高新）","高新区街道办事处","龙安里悦茂城社区","1103657344","国茂府回迁区3号配电室501配电变压器",829.3814,0,"马倩","2025年9月"]
[244,"唐山供电公司","高新技术产业开发区供电中心","营业二班（计量班）（高新）","高新区街道办事处","龙安里悦茂城社区","1103657343","国茂府回迁区2号配电室504配电变压器",647.6454,0,"马倩","2025年9月"]
[245,"唐山供电公司","高新技术产业开发区供电中心","营业二班（计量班）（高新）","高新区街道办事处","龙安里悦茂城社区","1103657339","国茂府回迁区2号配电室502配电变压器",818.5567,0,"马倩","2025年9月"]
[246,"唐山供电公司","高新技术产业开发区供电中心","营业二班（计量班）（高新）","高新区街道办事处","龙安里悦茂城社区","1103657349","国茂府回迁区2号配电室501配电变压器",826.1649,0,"马倩","2025年9月"]
[247,"唐山供电公司","高新技术产业开发区供电中心","营业二班（计量班）（高新）","高新区街道办事处","龙安里悦茂城社区","1103657335","国茂府回迁区1号配电室503配电变压器",640,0,"马倩","2025年9月"]
[248,"唐山供电公司","高新技术产业开发区供电中心","营业二班（计量班）（高新）","高新区街道办事处","龙安里悦茂城社区","1103657336","国茂府回迁区1号配电室502配电变压器",827.6186,0,"马倩","2025年9月"]
[249,"唐山供电公司","高新技术产业开发区供电中心","营业二班（计量班）（高新）","高新区街道办事处","龙安里悦茂城社区","1103657348","国茂府回迁区1号配电室501配电变压器",838.4742,0,"马倩","2025年9月"]
[250,"唐山供电公司","高新技术产业开发区供电中心","营业二班（计量班）（高新）","高新区街道办事处","龙安里悦茂城社区","1103679394","国茂府A02地块3号配电室504配电变压器",640,0,"马倩","2025年9月"]
[251,"唐山供电公司","高新技术产业开发区供电中心","营业二班（计量班）（高新）","高新区街道办事处","龙安里悦茂城社区","1103679390","国茂府A02地块3号配电室502配电变压器",896.7423,0,"马倩","2025年9月"]
[252,"唐山供电公司","高新技术产业开发区供电中心","营业二班（计量班）（高新）","高新区街道办事处","龙安里悦茂城社区","1103679389","国茂府A02地块3号配电室501配电变压器",839,0,"马倩","2025年9月"]
[253,"唐山供电公司","高新技术产业开发区供电中心","营业二班（计量班）（高新）","高新区街道办事处","龙安里悦茂城社区","1103679386","国茂府A02地块2号配电室503配电变压器",640,0,"马倩","2025年9月"]
[254,"唐山供电公司","高新技术产业开发区供电中心","营业二班（计量班）（高新）","高新区街道办事处","龙安里悦茂城社区","1103679391","国茂府A02地块2号配电室502配电变压器",874.3196,0,"马倩","2025年9月"]
[255,"唐山供电公司","高新技术产业开发区供电中心","营业二班（计量班）（高新）","高新区街道办事处","龙安里悦茂城社区","1103679388","国茂府A02地块2号配电室501配电变压器",817.6907,0,"马倩","2025年9月"]
[256,"唐山供电公司","高新技术产业开发区供电中心","营业二班（计量班）（高新）","高新区街道办事处","龙安里悦茂城社区","1103679392","国茂府A02地块1号配电室504配电变压器",640,0,"马倩","2025年9月"]
[257,"唐山供电公司","高新技术产业开发区供电中心","营业二班（计量班）（高新）","高新区街道办事处","龙安里悦茂城社区","1103679393","国茂府A02地块1号配电室502配电变压器",679.9835,0,"马倩","2025年9月"]
[258,"唐山供电公司","高新技术产业开发区供电中心","营业二班（计量班）（高新）","高新区街道办事处","龙安里悦茂城社区","1103679387","国茂府A02地块1号配电室501配电变压器",670.0371,0,"马倩","2025年9月"]
[259,"唐山供电公司","高新技术产业开发区供电中心","营业二班（计量班）（高新）","高新区街道办事处","呈泽里悦茂城社区","1103653211","国茂府A01地块5号配电室504配电变压器",640.2227,0,"马倩","2025年9月"]
[260,"唐山供电公司","高新技术产业开发区供电中心","营业二班（计量班）（高新）","高新区街道办事处","呈泽里悦茂城社区","1103653204","国茂府A01地块5号配电室502配电变压器",826.2577,0,"马倩","2025年9月"]
[261,"唐山供电公司","高新技术产业开发区供电中心","营业二班（计量班）（高新）","高新区街道办事处","呈泽里悦茂城社区","1103653207","国茂府A01地块5号配电室501配电变压器",877.134,0,"马倩","2025年9月"]
[262,"唐山供电公司","高新技术产业开发区供电中心","营业二班（计量班）（高新）","高新区街道办事处","呈泽里悦茂城社区","1103653209","国茂府A01地块4号配电室503配电变压器",647.6701,0,"马倩","2025年9月"]
[263,"唐山供电公司","高新技术产业开发区供电中心","营业二班（计量班）（高新）","高新区街道办事处","呈泽里悦茂城社区","1103653206","国茂府A01地块4号配电室502配电变压器",824.6186,0,"马倩","2025年9月"]
[264,"唐山供电公司","高新技术产业开发区供电中心","营业二班（计量班）（高新）","高新区街道办事处","呈泽里悦茂城社区","1103653208","国茂府A01地块4号配电室501配电变压器",843.2371,0,"马倩","2025年9月"]
[265,"唐山供电公司","高新技术产业开发区供电中心","营业二班（计量班）（高新）","高新区街道办事处","呈泽里悦茂城社区","1103653215","国茂府A01地块3号配电室504配电变压器",643.8351,0,"马倩","2025年9月"]
[266,"唐山供电公司","高新技术产业开发区供电中心","营业二班（计量班）（高新）","高新区街道办事处","呈泽里悦茂城社区","1103653214","国茂府A01地块3号配电室502配电变压器",826.5979,0,"马倩","2025年9月"]
[267,"唐山供电公司","高新技术产业开发区供电中心","营业二班（计量班）（高新）","高新区街道办事处","呈泽里悦茂城社区","1103653217","国茂府A01地块3号配电室501配电变压器",846.9485,0,"马倩","2025年9月"]
[268,"唐山供电公司","高新技术产业开发区供电中心","营业二班（计量班）（高新）","高新区街道办事处","呈泽里悦茂城社区","1103653216","国茂府A01地块2号配电室503配电变压器",640.2969,0,"马倩","2025年9月"]
[269,"唐山供电公司","高新技术产业开发区供电中心","营业二班（计量班）（高新）","高新区街道办事处","呈泽里悦茂城社区","1103653213","国茂府A01地块2号配电室502配电变压器",842.0619,0,"马倩","2025年9月"]
[270,"唐山供电公司","高新技术产业开发区供电中心","营业二班（计量班）（高新）","高新区街道办事处","呈泽里悦茂城社区","1103653212","国茂府A01地块2号配电室501配电变压器",828.0206,0,"马倩","2025年9月"]
[271,"唐山供电公司","高新技术产业开发区供电中心","营业二班（计量班）（高新）","高新区街道办事处","呈泽里悦茂城社区","1103653205","国茂府A01地块1号配电室502配电变压器",835.567,0,"马倩","2025年9月"]
[272,"唐山供电公司","高新技术产业开发区供电中心","营业二班（计量班）（高新）","高新区街道办事处","呈泽里悦茂城社区","1103653210","国茂府A01地块1号配电室501配电变压器",882.5773,0,"马倩","2025年9月"]
[273,"唐山供电公司","高新技术产业开发区供电中心","营业二班（计量班）（高新）","钓鱼台街道","部西里社区","1602250805004506","嘉美广场9号变压器",252,0,"马倩","2025年9月"]
[274,"唐山供电公司","高新技术产业开发区供电中心","营业二班（计量班）（高新）","钓鱼台街道","部西里社区","1602250805006232","嘉美广场8号变压器",252,0,"马倩","2025年9月"]
[275,"唐山供电公司","高新技术产业开发区供电中心","营业二班（计量班）（高新）","钓鱼台街道","部西里社区","1602250805005546","嘉美广场7号变压器",310.8742,0,"马倩","2025年9月"]
[276,"唐山供电公司","高新技术产业开发区供电中心","营业二班（计量班）（高新）","钓鱼台街道","部西里社区","1602250805006236","嘉美广场6号变压器",252,0,"马倩","2025年9月"]
[277,"唐山供电公司","高新技术产业开发区供电中心","营业二班（计量班）（高新）","钓鱼台街道","部西里社区","1602252005021507","嘉美广场5号变压器",252,0,"马倩","2025年9月"]
[278,"唐山供电公司","高新技术产业开发区供电中心","营业二班（计量班）（高新）","钓鱼台街道","部西里社区","1602252005022170","嘉美广场4号变压器",252,0,"马倩","2025年9月"]
[279,"唐山供电公司","高新技术产业开发区供电中心","营业二班（计量班）（高新）","钓鱼台街道","部西里社区","1602252005019939","嘉美广场3号变压器",280.5526,0,"马倩","2025年9月"]
[280,"唐山供电公司","高新技术产业开发区供电中心","营业二班（计量班）（高新）","钓鱼台街道","部西里社区","1602252005024074","嘉美广场2号变压器",252,0,"马倩","2025年9月"]
[281,"唐山供电公司","高新技术产业开发区供电中心","营业二班（计量班）（高新）","钓鱼台街道","部西里社区","1602252005024078","嘉美广场1号变压器",252,0,"马倩","2025年9月"]
[282,"唐山供电公司","高新技术产业开发区供电中心","营业二班（计量班）（高新）","钓鱼台街道","部西里社区","1602250805007309","嘉美广场10号变压器",252,0,"马倩","2025年9月"]
[283,"唐山供电公司","高新技术产业开发区供电中心","营业二班（计量班）（高新）","高新区街道办事处","唐馨苑社区","1103660068","唐馨苑5号配电室504配电变压器",640,0,"马倩","2025年9月"]
[284,"唐山供电公司","高新技术产业开发区供电中心","营业二班（计量班）（高新）","高新区街道办事处","唐馨苑社区","1103660062","唐馨苑5号配电室503配电变压器",640,0,"马倩","2025年9月"]
[285,"唐山供电公司","高新技术产业开发区供电中心","营业二班（计量班）（高新）","高新区街道办事处","唐馨苑社区","1103660069","唐馨苑5号配电室502配电变压器",655.4144,0,"马倩","2025年9月"]
[286,"唐山供电公司","高新技术产业开发区供电中心","营业二班（计量班）（高新）","高新区街道办事处","唐馨苑社区","1103660071","唐馨苑5号配电室501配电变压器",640,0,"马倩","2025年9月"]
[287,"唐山供电公司","高新技术产业开发区供电中心","营业二班（计量班）（高新）","高新区街道办事处","唐馨苑社区","1103660065","唐馨苑4号配电室502配电变压器",665.633,0,"马倩","2025年9月"]
[288,"唐山供电公司","高新技术产业开发区供电中心","营业二班（计量班）（高新）","高新区街道办事处","唐馨苑社区","1103660064","唐馨苑4号配电室501配电变压器",640,0,"马倩","2025年9月"]
[289,"唐山供电公司","高新技术产业开发区供电中心","营业二班（计量班）（高新）","高新区街道办事处","唐馨苑社区","1103660070","唐馨苑3号配电室502配电变压器",640,0,"马倩","2025年9月"]
[290,"唐山供电公司","高新技术产业开发区供电中心","营业二班（计量班）（高新）","高新区街道办事处","唐馨苑社区","1103660063","唐馨苑3号配电室501配电变压器",640,0,"马倩","2025年9月"]
[291,"唐山供电公司","高新技术产业开发区供电中心","营业二班（计量班）（高新）","高新区街道办事处","唐馨苑社区","1103660066","唐馨苑2号配电室504配电变压器",640,0,"马倩","2025年9月"]
[292,"唐山供电公司","高新技术产业开发区供电中心","营业二班（计量班）（高新）","高新区街道办事处","唐馨苑社区","1103660072","唐馨苑2号配电室503配电变压器",640,0,"马倩","2025年9月"]
[293,"唐山供电公司","高新技术产业开发区供电中心","营业二班（计量班）（高新）","高新区街道办事处","唐馨苑社区","1103660067","唐馨苑2号配电室502配电变压器",671.7938,0,"马倩","2025年9月"]
[294,"唐山供电公司","高新技术产业开发区供电中心","营业二班（计量班）（高新）","高新区街道办事处","唐馨苑社区","1103660073","唐馨苑2号配电室501配电变压器",659.0763,0,"马倩","2025年9月"]
[295,"唐山供电公司","高新技术产业开发区供电中心","营业二班（计量班）（高新）","高新区街道办事处","唐馨苑社区","1103660059","唐馨苑1号配电室504配电变压器",683.2495,0,"马倩","2025年9月"]
[296,"唐山供电公司","高新技术产业开发区供电中心","营业二班（计量班）（高新）","高新区街道办事处","唐馨苑社区","1103660060","唐馨苑1号配电室503配电变压器",662.6392,0,"马倩","2025年9月"]
[297,"唐山供电公司","高新技术产业开发区供电中心","营业二班（计量班）（高新）","高新区街道办事处","唐馨苑社区","1103660061","唐馨苑1号配电室502配电变压器",667.1423,0,"马倩","2025年9月"]
[298,"唐山供电公司","高新技术产业开发区供电中心","营业二班（计量班）（高新）","高新区街道办事处","唐馨苑社区","1103660058","唐馨苑1号配电室501配电变压器",640,0,"马倩","2025年9月"]
[299,"唐山供电公司","高新技术产业开发区供电中心","营业二班（计量班）（高新）","高新区街道办事处","瓦官庄村","1103261320","唐山市金丰冶金矿山机械厂",134.4639,0,"马倩","2025年9月"]
[300,"唐山供电公司","高新技术产业开发区供电中心","营业二班（计量班）（高新）","高新区街道办事处","和泓大城府社区","1103532054","和泓大城府2#配电站502配电变压器",664.7732,0,"马倩","2025年9月"]
[301,"唐山供电公司","高新技术产业开发区供电中心","营业二班（计量班）（高新）","高新区街道办事处","和泓大城府社区","1103532053","和泓大城府2#配电站501配电变压器",699.5361,0,"马倩","2025年9月"]
[302,"唐山供电公司","高新技术产业开发区供电中心","营业二班（计量班）（高新）","高新区街道办事处","和泓大城府社区","1103532055","和泓大城府1#配电站504配电变压器",660.1031,0,"马倩","2025年9月"]
[303,"唐山供电公司","高新技术产业开发区供电中心","营业二班（计量班）（高新）","高新区街道办事处","和泓大城府社区","1103532056","和泓大城府1#配电站503配电变压器",684.8144,0,"马倩","2025年9月"]
[304,"唐山供电公司","高新技术产业开发区供电中心","营业二班（计量班）（高新）","高新区街道办事处","和泓大城府社区","1103532052","和泓大城府1#配电站502配电变压器",658.7113,0,"马倩","2025年9月"]
[305,"唐山供电公司","高新技术产业开发区供电中心","营业二班（计量班）（高新）","高新区街道办事处","和泓大城府社区","1103532051","和泓大城府1#配电站501配电变压器",658.0619,0,"马倩","2025年9月"]
[306,"唐山供电公司","高新技术产业开发区供电中心","营业四班（计量班）（高新）","老庄子镇","大树韩庄子村","1607240905028256","君德房地产3号箱变老522出口6号变压器",644.2062,0,"冯旭","2025年9月"]
[307,"唐山供电公司","高新技术产业开发区供电中心","营业四班（计量班）（高新）","老庄子镇","大树韩庄子村","1607240905027409","君德房地产3号箱变老512出口5号变压器",649.4021,0,"冯旭","2025年9月"]
[308,"唐山供电公司","高新技术产业开发区供电中心","营业四班（计量班）（高新）","老庄子镇","大树韩庄子村","1607240905026670","君德房地产2号箱变老变522出口4号变压器",646.3835,0,"冯旭","2025年9月"]
[309,"唐山供电公司","高新技术产业开发区供电中心","营业四班（计量班）（高新）","老庄子镇","大树韩庄子村","1607240905028248","君德房地产2号箱变老512出口3号变压器",644.4536,0,"冯旭","2025年9月"]
[310,"唐山供电公司","高新技术产业开发区供电中心","营业四班（计量班）（高新）","老庄子镇","大树韩庄子村","1607240905024931","君德房地产1号箱变2号变压器",644.0577,0,"冯旭","2025年9月"]
[311,"唐山供电公司","高新技术产业开发区供电中心","营业四班（计量班）（高新）","老庄子镇","大树韩庄子村","1607240905024935","君德房地产1号箱变1号变压器",649.4021,0,"冯旭","2025年9月"]
[312,"唐山供电公司","高新技术产业开发区供电中心","营业二班（计量班）（高新）","高新区街道办事处","华宁景苑社区","1102809042","华宁景苑4#箱变501变压器",325.6907,0,"马倩","2025年9月"]
[313,"唐山供电公司","高新技术产业开发区供电中心","营业二班（计量班）（高新）","高新区街道办事处","北郊枢纽充电站501配电变压器","1103305579","北郊枢纽充电站501配电变压器",504,0,"马倩","2025年9月"]
[314,"唐山供电公司","高新技术产业开发区供电中心","营业二班（计量班）（高新）","高新区街道办事处","元龙大厦社区","1102805644","元龙大厦配电室502变压器",1047.1134,0,"马倩","2025年9月"]
[315,"唐山供电公司","高新技术产业开发区供电中心","营业二班（计量班）（高新）","高新区街道办事处","元龙大厦社区","1102808559","元龙大厦配电室501变压器",1000,0,"马倩","2025年9月"]
[316,"唐山供电公司","高新技术产业开发区供电中心","营业二班（计量班）（高新）","高新区街道办事处","东方花苑社区","1102027204","东方花苑配电室502变压器",716.2062,0,"马倩","2025年9月"]
[317,"唐山供电公司","高新技术产业开发区供电中心","营业二班（计量班）（高新）","高新区街道办事处","东方花苑社区","1102027206","东方花苑配电室501变压器",734.4227,0,"马倩","2025年9月"]
[318,"唐山供电公司","高新技术产业开发区供电中心","营业二班（计量班）（高新）","高新区街道办事处","东方广场","1102806177","东方广场2号箱变501配电变压器",640,0,"马倩","2025年9月"]
[319,"唐山供电公司","高新技术产业开发区供电中心","营业二班（计量班）（高新）","高新区街道办事处","世纪花园社区","1102027177","东方地下配电室3号变压器",1000,0,"马倩","2025年9月"]
[320,"唐山供电公司","高新技术产业开发区供电中心","营业二班（计量班）（高新）","高新区街道办事处","世纪花园社区","1102027178","东方地下配电室1号变压器",1000,0,"马倩","2025年9月"]
[321,"唐山供电公司","高新技术产业开发区供电中心","营业二班（计量班）（高新）","高新区街道办事处","世纪龙庭充电站501配电变压器","1103305580","世纪龙庭充电站501配电变压器",504,0,"马倩","2025年9月"]
[322,"唐山供电公司","高新技术产业开发区供电中心","营业二班（计量班）（高新）","高新区街道办事处","富华东里世纪龙庭社区","1102807462","世纪龙庭东区C4-2号配电室504配电变压器",1028.5361,0,"马倩","2025年9月"]
[323,"唐山供电公司","高新技术产业开发区供电中心","营业二班（计量班）（高新）","高新区街道办事处","富华东里世纪龙庭社区","1102807461","世纪龙庭东区C4-2号配电室503配电变压器",1000,0,"马倩","2025年9月"]
[324,"唐山供电公司","高新技术产业开发区供电中心","营业二班（计量班）（高新）","高新区街道办事处","富华东里世纪龙庭社区","1102807329","世纪龙庭东区C4-2号配电室502配电变压器",1000,0,"马倩","2025年9月"]
[325,"唐山供电公司","高新技术产业开发区供电中心","营业二班（计量班）（高新）","高新区街道办事处","富华东里世纪龙庭社区","1102808974","世纪龙庭东区C4-2号配电室501配电变压器",1026.1031,0,"马倩","2025年9月"]
[326,"唐山供电公司","高新技术产业开发区供电中心","营业二班（计量班）（高新）","高新区街道办事处","富华东里世纪龙庭社区","0103680451","世纪龙庭东区C4-1号配电室504配电变压器",1058.2268,0,"马倩","2025年9月"]
[327,"唐山供电公司","高新技术产业开发区供电中心","营业二班（计量班）（高新）","高新区街道办事处","富华东里世纪龙庭社区","1102808937","世纪龙庭东区C4-1号配电室503配电变压器",1046.3505,0,"马倩","2025年9月"]
[328,"唐山供电公司","高新技术产业开发区供电中心","营业二班（计量班）（高新）","高新区街道办事处","富华东里世纪龙庭社区","1102807541","世纪龙庭东区C4-1号配电室502配电变压器",1000,0,"马倩","2025年9月"]
[329,"唐山供电公司","高新技术产业开发区供电中心","营业二班（计量班）（高新）","高新区街道办事处","富华东里世纪龙庭社区","0103680450","世纪龙庭东区C4-1号配电室501配电变压器",1040.4124,0,"马倩","2025年9月"]
[330,"唐山供电公司","高新技术产业开发区供电中心","营业二班（计量班）（高新）","高新区街道办事处","富华东里世纪龙庭社区","1102807363","世纪龙庭东区C1-2号配电室504号变压器",1028.1237,0,"马倩","2025年9月"]
[331,"唐山供电公司","高新技术产业开发区供电中心","营业二班（计量班）（高新）","高新区街道办事处","富华东里世纪龙庭社区","1102807502","世纪龙庭东区C1-2号配电室503号变压器",1023.2165,0,"马倩","2025年9月"]
[332,"唐山供电公司","高新技术产业开发区供电中心","营业二班（计量班）（高新）","高新区街道办事处","富华东里世纪龙庭社区","1102807501","世纪龙庭东区C1-2号配电室502号变压器",1046.5155,0,"马倩","2025年9月"]
[333,"唐山供电公司","高新技术产业开发区供电中心","营业二班（计量班）（高新）","高新区街道办事处","富华东里世纪龙庭社区","1102807500","世纪龙庭东区C1-2号配电室501号变压器",1000,0,"马倩","2025年9月"]
[334,"唐山供电公司","高新技术产业开发区供电中心","营业二班（计量班）（高新）","高新区街道办事处","富华东里世纪龙庭社区","1102808950","世纪龙庭东区C1-1号配电室504配电变压器",1000,0,"马倩","2025年9月"]
[335,"唐山供电公司","高新技术产业开发区供电中心","营业二班（计量班）（高新）","高新区街道办事处","富华东里世纪龙庭社区","0103680453","世纪龙庭东区C1-1号配电室503配电变压器",640,0,"马倩","2025年9月"]
[336,"唐山供电公司","高新技术产业开发区供电中心","营业二班（计量班）（高新）","高新区街道办事处","富华东里世纪龙庭社区","0103680452","世纪龙庭东区C1-1号配电室502配电变压器",1000,0,"马倩","2025年9月"]
[337,"唐山供电公司","高新技术产业开发区供电中心","营业二班（计量班）（高新）","高新区街道办事处","富华东里世纪龙庭社区","1102807456","世纪龙庭东区C1-1号配电室501配电变压器",640,0,"马倩","2025年9月"]
[338,"唐山供电公司","高新技术产业开发区供电中心","营业二班（计量班）（高新）","高新区街道办事处","富华东里世纪龙庭社区","1102807486","世纪龙庭东区C-2号配电室504配电变压器",640,0,"马倩","2025年9月"]
[339,"唐山供电公司","高新技术产业开发区供电中心","营业二班（计量班）（高新）","高新区街道办事处","富华东里世纪龙庭社区","1102807433","世纪龙庭东区C-2号配电室503配电变压器",640,0,"马倩","2025年9月"]
[340,"唐山供电公司","高新技术产业开发区供电中心","营业二班（计量班）（高新）","高新区街道办事处","富华东里世纪龙庭社区","1102807513","世纪龙庭东区C-2号配电室502配电变压器",675.4309,0,"马倩","2025年9月"]
[341,"唐山供电公司","高新技术产业开发区供电中心","营业二班（计量班）（高新）","高新区街道办事处","富华东里世纪龙庭社区","1102807495","世纪龙庭东区C-2号配电室501配电变压器",656.132,0,"马倩","2025年9月"]
[342,"唐山供电公司","高新技术产业开发区供电中心","营业二班（计量班）（高新）","高新区街道办事处","世纪龙庭社区","1102045666","世纪龙庭A3配电室4号变压器",1000,0,"马倩","2025年9月"]
[343,"唐山供电公司","高新技术产业开发区供电中心","营业二班（计量班）（高新）","高新区街道办事处","世纪龙庭社区","1102045664","世纪龙庭A3配电室3号变压器",1000,0,"马倩","2025年9月"]
[344,"唐山供电公司","高新技术产业开发区供电中心","营业二班（计量班）（高新）","高新区街道办事处","世纪龙庭社区","1102045665","世纪龙庭A3配电室2号变压器",1047.7938,0,"马倩","2025年9月"]
[345,"唐山供电公司","高新技术产业开发区供电中心","营业二班（计量班）（高新）","高新区街道办事处","世纪龙庭社区","1102045663","世纪龙庭A3配电室1号变压器",1000,0,"马倩","2025年9月"]
[346,"唐山供电公司","高新技术产业开发区供电中心","营业二班（计量班）（高新）","高新区街道办事处","世纪龙庭社区","1102045662","世纪龙庭A2配电室4号变压器",800,0,"马倩","2025年9月"]
[347,"唐山供电公司","高新技术产业开发区供电中心","营业二班（计量班）（高新）","高新区街道办事处","世纪龙庭社区","1102045660","世纪龙庭A2配电室3号变压器",800,0,"马倩","2025年9月"]
[348,"唐山供电公司","高新技术产业开发区供电中心","营业二班（计量班）（高新）","高新区街道办事处","世纪龙庭社区","1102045661","世纪龙庭A2配电室2号变压器",852.5361,0,"马倩","2025年9月"]
[349,"唐山供电公司","高新技术产业开发区供电中心","营业二班（计量班）（高新）","高新区街道办事处","世纪龙庭社区","1102045659","世纪龙庭A2配电室1号变压器",833.2371,0,"马倩","2025年9月"]
[350,"唐山供电公司","高新技术产业开发区供电中心","营业二班（计量班）（高新）","高新区街道办事处","世纪龙庭社区","1102045658","世纪龙庭A1配电室504配电变压器",800,0,"马倩","2025年9月"]
[351,"唐山供电公司","高新技术产业开发区供电中心","营业二班（计量班）（高新）","高新区街道办事处","世纪龙庭社区","1102045656","世纪龙庭A1配电室503配电变压器",1025.5258,0,"马倩","2025年9月"]
[352,"唐山供电公司","高新技术产业开发区供电中心","营业二班（计量班）（高新）","高新区街道办事处","世纪龙庭社区","1102045657","世纪龙庭A1配电室502配电变压器",1000,0,"马倩","2025年9月"]
[353,"唐山供电公司","高新技术产业开发区供电中心","营业二班（计量班）（高新）","高新区街道办事处","世纪龙庭社区","1102045655","世纪龙庭A1配电室501变压器",862.5155,0,"马倩","2025年9月"]
[354,"唐山供电公司","高新技术产业开发区供电中心","营业二班（计量班）（高新）","高新区街道办事处","呈润里世纪瑞庭社区","1103562249","世纪瑞庭呈润里南区充电桩配电室502配电变压器",640,0,"马倩","2025年9月"]
[355,"唐山供电公司","高新技术产业开发区供电中心","营业二班（计量班）（高新）","高新区街道办事处","呈润里世纪瑞庭社区","1103562250","世纪瑞庭呈润里南区充电桩配电室501配电变压器",640.4021,0,"马倩","2025年9月"]
[356,"唐山供电公司","高新技术产业开发区供电中心","营业二班（计量班）（高新）","高新区街道办事处","呈润里世纪瑞庭社区","1103562247","世纪瑞庭呈润里南区3号住宅配电室502配电变压器",828.5773,0,"马倩","2025年9月"]
[357,"唐山供电公司","高新技术产业开发区供电中心","营业二班（计量班）（高新）","高新区街道办事处","呈润里世纪瑞庭社区","1103562248","世纪瑞庭呈润里南区3号住宅配电室501配电变压器",800,0,"马倩","2025年9月"]
[358,"唐山供电公司","高新技术产业开发区供电中心","营业二班（计量班）（高新）","高新区街道办事处","呈润里世纪瑞庭社区","1103562257","世纪瑞庭呈润里南区2号住宅配电室502配电变压器",834.8557,0,"马倩","2025年9月"]
[359,"唐山供电公司","高新技术产业开发区供电中心","营业二班（计量班）（高新）","高新区街道办事处","呈润里世纪瑞庭社区","1103562244","世纪瑞庭呈润里南区2号住宅配电室501配电变压器",836.8041,0,"马倩","2025年9月"]
[360,"唐山供电公司","高新技术产业开发区供电中心","营业二班（计量班）（高新）","高新区街道办事处","呈润里世纪瑞庭社区","1103562253","世纪瑞庭呈润里南区1号住宅配电室502配电变压器",829.8454,0,"马倩","2025年9月"]
[361,"唐山供电公司","高新技术产业开发区供电中心","营业二班（计量班）（高新）","高新区街道办事处","呈润里世纪瑞庭社区","1103562254","世纪瑞庭呈润里南区1号住宅配电室501配电变压器",844.7526,0,"马倩","2025年9月"]
[362,"唐山供电公司","高新技术产业开发区供电中心","营业二班（计量班）（高新）","高新区街道办事处","呈润里世纪瑞庭社区","1103562251","世纪瑞庭呈润里北区充电桩配电室502配电变压器",642.1959,0,"马倩","2025年9月"]
[363,"唐山供电公司","高新技术产业开发区供电中心","营业二班（计量班）（高新）","高新区街道办事处","呈润里世纪瑞庭社区","1103562252","世纪瑞庭呈润里北区充电桩配电室501配电变压器",643.6804,0,"马倩","2025年9月"]
[364,"唐山供电公司","高新技术产业开发区供电中心","营业二班（计量班）（高新）","高新区街道办事处","呈润里世纪瑞庭社区","1103562255","世纪瑞庭呈润里北区2号住宅配电室502配电变压器",856.8144,0,"马倩","2025年9月"]
[365,"唐山供电公司","高新技术产业开发区供电中心","营业二班（计量班）（高新）","高新区街道办事处","呈润里世纪瑞庭社区","1103562256","世纪瑞庭呈润里北区2号住宅配电室501配电变压器",854.9897,0,"马倩","2025年9月"]
[366,"唐山供电公司","高新技术产业开发区供电中心","营业二班（计量班）（高新）","高新区街道办事处","呈润里世纪瑞庭社区","1103562245","世纪瑞庭呈润里北区1号住宅配电室502配电变压器",832.7526,0,"马倩","2025年9月"]
[367,"唐山供电公司","高新技术产业开发区供电中心","营业二班（计量班）（高新）","高新区街道办事处","呈润里世纪瑞庭社区","1103562246","世纪瑞庭呈润里北区1号住宅配电室501配电变压器",849.4845,0,"马倩","2025年9月"]
[368,"唐山供电公司","高新技术产业开发区供电中心","营业二班（计量班）（高新）","高新区街道办事处","富华东里荣馨园社区","1103084879","世纪瑞庭6#配电室502配电变压器",844.1649,0,"马倩","2025年9月"]
[369,"唐山供电公司","高新技术产业开发区供电中心","营业二班（计量班）（高新）","高新区街道办事处","富华东里荣馨园社区","1103084877","世纪瑞庭5#配电室502配电变压器",800,0,"马倩","2025年9月"]
[370,"唐山供电公司","高新技术产业开发区供电中心","营业二班（计量班）（高新）","高新区街道办事处","富华东里荣馨园社区","1103084887","世纪瑞庭4#配电室502配电变压器",864.2062,0,"马倩","2025年9月"]
[371,"唐山供电公司","高新技术产业开发区供电中心","营业二班（计量班）（高新）","高新区街道办事处","富华东里荣馨园社区","1103084885","世纪瑞庭3#配电室502配电变压器",800,0,"马倩","2025年9月"]
[372,"唐山供电公司","高新技术产业开发区供电中心","营业二班（计量班）（高新）","高新区街道办事处","富华东里荣馨园社区","1103084881","世纪瑞庭2#配电室502配电变压器",800,0,"马倩","2025年9月"]
[373,"唐山供电公司","高新技术产业开发区供电中心","营业二班（计量班）（高新）","高新区街道办事处","富华东里荣馨园社区","1103084883","世纪瑞庭1#配电室502配电变压器",852.9485,0,"马倩","2025年9月"]
[374,"唐山供电公司","高新技术产业开发区供电中心","营业二班（计量班）（高新）","高新区街道办事处","河茵里枫叶园社区","1103583925","万科翡翠蓝山4号配电室502配电变压器",800,0,"马倩","2025年9月"]
[375,"唐山供电公司","高新技术产业开发区供电中心","营业二班（计量班）（高新）","高新区街道办事处","河茵里枫叶园社区","1103583931","万科翡翠蓝山3号配电室502配电变压器",830.4021,0,"马倩","2025年9月"]
[376,"唐山供电公司","高新技术产业开发区供电中心","营业二班（计量班）（高新）","高新区街道办事处","河茵里枫叶园社区","1103583935","万科翡翠蓝山3号配电室501配电变压器",866.2165,0,"马倩","2025年9月"]
[377,"唐山供电公司","高新技术产业开发区供电中心","营业二班（计量班）（高新）","高新区街道办事处","河茵里枫叶园社区","1103583928","万科翡翠蓝山2号配电室504配电变压器",834.7629,0,"马倩","2025年9月"]
[378,"唐山供电公司","高新技术产业开发区供电中心","营业二班（计量班）（高新）","高新区街道办事处","河茵里枫叶园社区","1103583929","万科翡翠蓝山2号配电室503配电变压器",857.1546,0,"马倩","2025年9月"]
[379,"唐山供电公司","高新技术产业开发区供电中心","营业二班（计量班）（高新）","高新区街道办事处","河茵里枫叶园社区","1103583932","万科翡翠蓝山2号配电室502配电变压器",669.468,0,"马倩","2025年9月"]
[380,"唐山供电公司","高新技术产业开发区供电中心","营业二班（计量班）（高新）","高新区街道办事处","河茵里枫叶园社区","1103583933","万科翡翠蓝山2号配电室501配电变压器",658.0371,0,"马倩","2025年9月"]
[381,"唐山供电公司","高新技术产业开发区供电中心","营业二班（计量班）（高新）","高新区街道办事处","河茵里枫叶园社区","1103583924","万科翡翠蓝山1号配电室504配电变压器",663.2825,0,"马倩","2025年9月"]
[382,"唐山供电公司","高新技术产业开发区供电中心","营业二班（计量班）（高新）","高新区街道办事处","河茵里枫叶园社区","1103583934","万科翡翠蓝山1号配电室503配电变压器",667.8598,0,"马倩","2025年9月"]
[383,"唐山供电公司","高新技术产业开发区供电中心","营业二班（计量班）（高新）","高新区街道办事处","河茵里枫叶园社区","1103583927","万科翡翠蓝山1号配电室502配电变压器",673.4763,0,"马倩","2025年9月"]
[384,"唐山供电公司","高新技术产业开发区供电中心","营业二班（计量班）（高新）","高新区街道办事处","河茵里枫叶园社区","1103583930","万科翡翠蓝山1号配电室501配电变压器",662.1196,0,"马倩","2025年9月"]
[385,"唐山供电公司","高新技术产业开发区供电中心","营业二班（计量班）（高新）","高新区街道办事处","润唐城社区","0103662143","万科未来城回迁区充电桩配电室502配电变压器",809.7113,0,"马倩","2025年9月"]
[386,"唐山供电公司","高新技术产业开发区供电中心","营业二班（计量班）（高新）","高新区街道办事处","润唐城社区","0103662151","万科未来城回迁区充电桩配电室501配电变压器",807.732,0,"马倩","2025年9月"]
[387,"唐山供电公司","高新技术产业开发区供电中心","营业二班（计量班）（高新）","高新区街道办事处","润唐城社区","1103593946","万科未来城回迁区4号配电室504配电变压器",816.0825,0,"马倩","2025年9月"]
[388,"唐山供电公司","高新技术产业开发区供电中心","营业二班（计量班）（高新）","高新区街道办事处","润唐城社区","1103593947","万科未来城回迁区4号配电室503配电变压器",835.4227,0,"马倩","2025年9月"]
[389,"唐山供电公司","高新技术产业开发区供电中心","营业二班（计量班）（高新）","高新区街道办事处","润唐城社区","1103593943","万科未来城回迁区4号配电室502配电变压器",800,0,"马倩","2025年9月"]
[390,"唐山供电公司","高新技术产业开发区供电中心","营业二班（计量班）（高新）","高新区街道办事处","润唐城社区","1103593945","万科未来城回迁区4号配电室501配电变压器",814.1856,0,"马倩","2025年9月"]
[391,"唐山供电公司","高新技术产业开发区供电中心","营业二班（计量班）（高新）","高新区街道办事处","润唐城社区","1103593958","万科未来城回迁区3号配电室504配电变压器",820.9485,0,"马倩","2025年9月"]
[392,"唐山供电公司","高新技术产业开发区供电中心","营业二班（计量班）（高新）","高新区街道办事处","润唐城社区","1103593948","万科未来城回迁区3号配电室503配电变压器",807.6289,0,"马倩","2025年9月"]
[393,"唐山供电公司","高新技术产业开发区供电中心","营业二班（计量班）（高新）","高新区街道办事处","润唐城社区","1103593955","万科未来城回迁区3号配电室502配电变压器",800.9485,0,"马倩","2025年9月"]
[394,"唐山供电公司","高新技术产业开发区供电中心","营业二班（计量班）（高新）","高新区街道办事处","润唐城社区","1103593944","万科未来城回迁区3号配电室501配电变压器",813.8969,0,"马倩","2025年9月"]
[395,"唐山供电公司","高新技术产业开发区供电中心","营业二班（计量班）（高新）","高新区街道办事处","润唐城社区","1103593954","万科未来城回迁区2号配电室504配电变压器",800,0,"马倩","2025年9月"]
[396,"唐山供电公司","高新技术产业开发区供电中心","营业二班（计量班）（高新）","高新区街道办事处","润唐城社区","1103593953","万科未来城回迁区2号配电室503配电变压器",800,0,"马倩","2025年9月"]
[397,"唐山供电公司","高新技术产业开发区供电中心","营业二班（计量班）（高新）","高新区街道办事处","润唐城社区","1103593957","万科未来城回迁区2号配电室502配电变压器",800,0,"马倩","2025年9月"]
[398,"唐山供电公司","高新技术产业开发区供电中心","营业二班（计量班）（高新）","高新区街道办事处","润唐城社区","1103593951","万科未来城回迁区2号配电室501配电变压器",813.3608,0,"马倩","2025年9月"]
[399,"唐山供电公司","高新技术产业开发区供电中心","营业二班（计量班）（高新）","高新区街道办事处","润唐城社区","1103593952","万科未来城回迁区1号配电室504配电变压器",800,0,"马倩","2025年9月"]
[400,"唐山供电公司","高新技术产业开发区供电中心","营业二班（计量班）（高新）","高新区街道办事处","润唐城社区","1103593950","万科未来城回迁区1号配电室503配电变压器",814.3918,0,"马倩","2025年9月"]
[401,"唐山供电公司","高新技术产业开发区供电中心","营业二班（计量班）（高新）","高新区街道办事处","润唐城社区","1103593956","万科未来城回迁区1号配电室502配电变压器",839.7113,0,"马倩","2025年9月"]
[402,"唐山供电公司","高新技术产业开发区供电中心","营业二班（计量班）（高新）","高新区街道办事处","润唐城社区","1103593949","万科未来城回迁区1号配电室501配电变压器",827.0103,0,"马倩","2025年9月"]
[403,"唐山供电公司","高新技术产业开发区供电中心","营业二班（计量班）（高新）","高新区街道办事处","润唐城社区","0103681746","万科未来城二期4号配电室502配电变压器",652.8412,0,"马倩","2025年9月"]
[404,"唐山供电公司","高新技术产业开发区供电中心","营业二班（计量班）（高新）","高新区街道办事处","润唐城社区","0103681738","万科未来城二期4号配电室501配电变压器",673.3278,0,"马倩","2025年9月"]
[405,"唐山供电公司","高新技术产业开发区供电中心","营业二班（计量班）（高新）","高新区街道办事处","润唐城社区","0103681740","万科未来城二期3号配电室504配电变压器",640,0,"马倩","2025年9月"]
[406,"唐山供电公司","高新技术产业开发区供电中心","营业二班（计量班）（高新）","高新区街道办事处","润唐城社区","0103681743","万科未来城二期3号配电室502配电变压器",640,0,"马倩","2025年9月"]
[407,"唐山供电公司","高新技术产业开发区供电中心","营业二班（计量班）（高新）","高新区街道办事处","润唐城社区","0103681742","万科未来城二期3号配电室501配电变压器",640,0,"马倩","2025年9月"]
[408,"唐山供电公司","高新技术产业开发区供电中心","营业二班（计量班）（高新）","高新区街道办事处","润唐城社区","0103681744","万科未来城二期2号配电室503配电变压器",655.167,0,"马倩","2025年9月"]
[409,"唐山供电公司","高新技术产业开发区供电中心","营业二班（计量班）（高新）","高新区街道办事处","润唐城社区","0103681737","万科未来城二期2号配电室502配电变压器",828.8866,0,"马倩","2025年9月"]
[410,"唐山供电公司","高新技术产业开发区供电中心","营业二班（计量班）（高新）","高新区街道办事处","润唐城社区","0103681739","万科未来城二期2号配电室501配电变压器",825.4536,0,"马倩","2025年9月"]
[411,"唐山供电公司","高新技术产业开发区供电中心","营业二班（计量班）（高新）","高新区街道办事处","润唐城社区","0103681745","万科未来城二期1号配电室504配电变压器",640,0,"马倩","2025年9月"]
[412,"唐山供电公司","高新技术产业开发区供电中心","营业二班（计量班）（高新）","高新区街道办事处","润唐城社区","0103681747","万科未来城二期1号配电室502配电变压器",668.8247,0,"马倩","2025年9月"]
[413,"唐山供电公司","高新技术产业开发区供电中心","营业二班（计量班）（高新）","高新区街道办事处","润唐城社区","0103681741","万科未来城二期1号配电室501配电变压器",660.7588,0,"马倩","2025年9月"]
[414,"唐山供电公司","高新技术产业开发区供电中心","营业二班（计量班）（高新）","高新区街道办事处","润唐城社区","1610243005027769","万科未来城三期8#配电室504配电变压器",511.3608,0,"马倩","2025年9月"]
[415,"唐山供电公司","高新技术产业开发区供电中心","营业二班（计量班）（高新）","高新区街道办事处","润唐城社区","1610243005027765","万科未来城三期8#配电室502配电变压器",670.0124,0,"马倩","2025年9月"]
[416,"唐山供电公司","高新技术产业开发区供电中心","营业二班（计量班）（高新）","高新区街道办事处","润唐城社区","1610243005029339","万科未来城三期7#配电室502配电变压器",830.3093,0,"马倩","2025年9月"]
[417,"唐山供电公司","高新技术产业开发区供电中心","营业二班（计量班）（高新）","高新区街道办事处","润唐城社区","1610243005029327","万科未来城三期6#配电室504配电变压器",640,0,"马倩","2025年9月"]
[418,"唐山供电公司","高新技术产业开发区供电中心","营业二班（计量班）（高新）","高新区街道办事处","润唐城社区","1610243005024931","万科未来城三期6#配电室502配电变压器",652.6928,0,"马倩","2025年9月"]
[419,"唐山供电公司","高新技术产业开发区供电中心","营业二班（计量班）（高新）","高新区街道办事处","润唐城社区","1610243005028747","万科未来城三期3#配电室502配电变压器",651.7278,0,"马倩","2025年9月"]
[420,"唐山供电公司","高新技术产业开发区供电中心","营业四班（计量班）（高新）","老庄子镇","党家庄村","0103548093","新10kV瓦房庄线老庄子513党街内支#9党家庄村4综合配电变压器",99.2894,0,"冯旭","2025年9月"]
[421,"唐山供电公司","高新技术产业开发区供电中心","营业二班（计量班）（高新）","高新区街道办事处","润唐城社区","1610243005028755","万科未来城三期2#配电室504配电变压器",252.0928,0,"马倩","2025年9月"]
[422,"唐山供电公司","高新技术产业开发区供电中心","营业二班（计量班）（高新）","高新区街道办事处","润唐城社区","1610243005024919","万科未来城三期2#配电室502配电变压器",679.0186,0,"马倩","2025年9月"]
[423,"唐山供电公司","高新技术产业开发区供电中心","营业二班（计量班）（高新）","高新区街道办事处","润唐城社区","0103662150","万科未来城一期充电桩配电室502配电变压器",800.433,0,"马倩","2025年9月"]
[424,"唐山供电公司","高新技术产业开发区供电中心","营业二班（计量班）（高新）","高新区街道办事处","润唐城社区","0103662146","万科未来城一期充电桩配电室501配电变压器",811.4433,0,"马倩","2025年9月"]
[425,"唐山供电公司","高新技术产业开发区供电中心","营业二班（计量班）（高新）","高新区街道办事处","润唐城社区","0103662148","万科未来城一期4号配电室502配电变压器",830.7113,0,"马倩","2025年9月"]
[426,"唐山供电公司","高新技术产业开发区供电中心","营业二班（计量班）（高新）","高新区街道办事处","润唐城社区","0103662145","万科未来城一期4号配电室501配电变压器",844.9072,0,"马倩","2025年9月"]
[427,"唐山供电公司","高新技术产业开发区供电中心","营业二班（计量班）（高新）","高新区街道办事处","润唐城社区","0103662149","万科未来城一期3号配电室504配电变压器",811.134,0,"马倩","2025年9月"]
[428,"唐山供电公司","高新技术产业开发区供电中心","营业二班（计量班）（高新）","高新区街道办事处","润唐城社区","0103662144","万科未来城一期3号配电室503配电变压器",827.3402,0,"马倩","2025年9月"]
[429,"唐山供电公司","高新技术产业开发区供电中心","营业二班（计量班）（高新）","高新区街道办事处","润唐城社区","0103662152","万科未来城一期3号配电室502配电变压器",819.0515,0,"马倩","2025年9月"]
[430,"唐山供电公司","高新技术产业开发区供电中心","营业二班（计量班）（高新）","高新区街道办事处","润唐城社区","0103662147","万科未来城一期3号配电室501配电变压器",805.6907,0,"马倩","2025年9月"]
[431,"唐山供电公司","高新技术产业开发区供电中心","营业二班（计量班）（高新）","高新区街道办事处","润唐城社区","0103649135","万科未来城一期2号配电室504配电变压器",862.9381,0,"马倩","2025年9月"]
[432,"唐山供电公司","高新技术产业开发区供电中心","营业二班（计量班）（高新）","高新区街道办事处","润唐城社区","0103649098","万科未来城一期2号配电室503配电变压器",848.6495,0,"马倩","2025年9月"]
[433,"唐山供电公司","高新技术产业开发区供电中心","营业二班（计量班）（高新）","高新区街道办事处","润唐城社区","0103649136","万科未来城一期2号配电室502配电变压器",838.4433,0,"马倩","2025年9月"]
[434,"唐山供电公司","高新技术产业开发区供电中心","营业二班（计量班）（高新）","高新区街道办事处","润唐城社区","0103649099","万科未来城一期2号配电室501配电变压器",800,0,"马倩","2025年9月"]
[435,"唐山供电公司","高新技术产业开发区供电中心","营业二班（计量班）（高新）","高新区街道办事处","润唐城社区","0103662164","万科未来城一期1号配电室502配电变压器",826.4433,0,"马倩","2025年9月"]
[436,"唐山供电公司","高新技术产业开发区供电中心","营业二班（计量班）（高新）","高新区街道办事处","润唐城社区","0103662163","万科未来城一期1号配电室501配电变压器",825.7938,0,"马倩","2025年9月"]
[437,"唐山供电公司","高新技术产业开发区供电中心","营业二班（计量班）（高新）","高新区街道办事处","龙泽北路社区","1102027164","10龙王庙521线21西分1#柱上变",252,0,"马倩","2025年9月"]
[438,"唐山供电公司","高新技术产业开发区供电中心","营业二班（计量班）（高新）","庆北办事处","三益庄村","1102891030","10kV龙王庙522贾安子线三益庄新村南35北分14#柱上变压器",200.6845,0,"马倩","2025年9月"]
[439,"唐山供电公司","高新技术产业开发区供电中心","营业二班（计量班）（高新）","庆北办事处","三益庄村","1103110205","10kV龙王庙522贾安子线35北分7北分4#柱上变压器",252,0,"马倩","2025年9月"]
[440,"唐山供电公司","高新技术产业开发区供电中心","营业二班（计量班）（高新）","庆北办事处","三益庄村","1103110206","10kV龙王庙522贾安子线35北分15北分4#柱上变压器",252,0,"马倩","2025年9月"]
[441,"唐山供电公司","高新技术产业开发区供电中心","营业二班（计量班）（高新）","高新区街道办事处","马家屯村","1103550936","10kV龙王庙522贾安子线-18东分1",252,0,"马倩","2025年9月"]
[442,"唐山供电公司","高新技术产业开发区供电中心","营业二班（计量班）（高新）","高新区街道办事处","龙康西楼","1103097224","10kV龙王庙521龙泉小区线32北分5#柱上变压器",200,0,"马倩","2025年9月"]
[443,"唐山供电公司","高新技术产业开发区供电中心","营业二班（计量班）（高新）","庆北办事处","前白寺口村","1103075050","10kV高新区变电站521高新东线新开道东环网柜525-8号杆西分2号杆柱上变",109.2124,0,"马倩","2025年9月"]
[444,"唐山供电公司","高新技术产业开发区供电中心","营业二班（计量班）（高新）","庆北办事处","前白寺口村","1102005625","10kV高新区变电站521高新东线新开道东环网柜525-8号杆柱上变",139,0,"马倩","2025年9月"]
[445,"唐山供电公司","高新技术产业开发区供电中心","营业二班（计量班）（高新）","庆北办事处","田庄村","1103173238","10kV高新区变电站521高新东线新开道东环网柜525-32号杆柱上变",252,0,"马倩","2025年9月"]
[446,"唐山供电公司","高新技术产业开发区供电中心","营业二班（计量班）（高新）","庆北办事处","田庄村","1102860865","10kV高新区变电站521高新东线新开道东环网柜525-27号杆柱上变",252,0,"马倩","2025年9月"]
[447,"唐山供电公司","高新技术产业开发区供电中心","营业二班（计量班）（高新）","庆北办事处","北白寺口村","1103173237","10kV高新区变电站521高新东线新开道东环网柜525-22号杆柱上变",263.666,0,"马倩","2025年9月"]
[448,"唐山供电公司","高新技术产业开发区供电中心","营业二班（计量班）（高新）","庆北办事处","北白寺口村","1102860864","10kV高新区变电站521高新东线新开道东环网柜525-19西分1号杆柱上变",328.767,0,"马倩","2025年9月"]
[449,"唐山供电公司","高新技术产业开发区供电中心","营业二班（计量班）（高新）","庆北办事处","中白寺口村","1102860863","10kV高新区变电站521高新东线新开道东环网柜525-16号杆柱上变",252,0,"马倩","2025年9月"]
[450,"唐山供电公司","高新技术产业开发区供电中心","营业二班（计量班）（高新）","庆北办事处","中白寺口村","1103173235","10kV高新区变电站521高新东线新开道东环网柜525-14西分1号杆柱上变",320,0,"马倩","2025年9月"]
[451,"唐山供电公司","高新技术产业开发区供电中心","营业二班（计量班）（高新）","高新区街道办事处","仁各庄村","1103525475","10kV高新区变电站521高新东线新开道东环网柜524-47东分5+1南分1号杆柱上变压器",178.8701,0,"马倩","2025年9月"]
[452,"唐山供电公司","高新技术产业开发区供电中心","营业二班（计量班）（高新）","庆北办事处","中白寺口村","1103055137","10kV高新区变电站521高新东线新开道东环网柜524-14北分2号杆柱上变压器",219.2495,0,"马倩","2025年9月"]
[453,"唐山供电公司","高新技术产业开发区供电中心","营业二班（计量班）（高新）","庆北办事处","前白寺口村","1102849452","10kV高新511新开道西环网柜514线8#柱上变",252,0,"马倩","2025年9月"]
[454,"唐山供电公司","高新技术产业开发区供电中心","营业二班（计量班）（高新）","庆北办事处","刘家洼村","1102845983","10kV高新511新开道西环网柜513线5#柱上变",282.9155,0,"马倩","2025年9月"]
[455,"唐山供电公司","高新技术产业开发区供电中心","营业二班（计量班）（高新）","庆北办事处","刘家洼村","1103135778","10kV高新511新开道西环网柜513线21#柱上变",252,0,"马倩","2025年9月"]
[456,"唐山供电公司","高新技术产业开发区供电中心","营业二班（计量班）（高新）","庆北办事处","刘家洼村","1102845497","10kV高新511新开道西环网柜513线17#柱上变",209.7732,0,"马倩","2025年9月"]
[457,"唐山供电公司","高新技术产业开发区供电中心","营业二班（计量班）（高新）","庆北办事处","刘家洼村","1102897601","10kV高新511新开道西环网柜513线14西分1#柱上变压器",176.7216,0,"马倩","2025年9月"]
[458,"唐山供电公司","高新技术产业开发区供电中心","营业二班（计量班）（高新）","庆北办事处","新城子村","1103135777","10kV高新511北安道建设东辅路环网柜513线6西分1#柱上变",128,0,"马倩","2025年9月"]
[459,"唐山供电公司","高新技术产业开发区供电中心","营业四班（计量班）（高新）","老庄子镇","老庄子村","0103548092","新10kV前冯各庄线老庄子521#13老庄子村3综合配电变压器",94.1278,0,"冯旭","2025年9月"]
[460,"唐山供电公司","高新技术产业开发区供电中心","营业四班（计量班）（高新）","老庄子镇","小城子村","1102729609","10kV瓦房庄线老庄子513小支#5小城子村2综合配电变压器",146.7691,0,"冯旭","2025年9月"]
[461,"唐山供电公司","高新技术产业开发区供电中心","营业二班（计量班）（高新）","高新区街道办事处","贾变专线","1103135788","10kV贾变527宋庄线8东分2#柱上变",330.8866,0,"马倩","2025年9月"]
[462,"唐山供电公司","高新技术产业开发区供电中心","营业二班（计量班）（高新）","庆北办事处","三益庄村","1103173234","10kV贾变527宋庄线28南1#柱上变",156.3464,0,"马倩","2025年9月"]
[463,"唐山供电公司","高新技术产业开发区供电中心","营业二班（计量班）（高新）","庆北办事处","三益庄村","1102845287","10kV贾变527宋庄线22#柱上变",168.3959,0,"马倩","2025年9月"]
[464,"唐山供电公司","高新技术产业开发区供电中心","营业二班（计量班）（高新）","庆北办事处","三益庄村","1103175271","10kV贾变527宋庄线21南分1#柱上变",205.101,0,"马倩","2025年9月"]
[465,"唐山供电公司","高新技术产业开发区供电中心","营业二班（计量班）（高新）","庆北办事处","李各庄村","1102846356","10kV贾变526水泵厂线18#柱上变",265.5588,0,"马倩","2025年9月"]
[466,"唐山供电公司","高新技术产业开发区供电中心","营业二班（计量班）（高新）","庆北办事处","李各庄村","1103175269","10kV贾变526水泵厂线12西分6+1#柱上变",269.0227,0,"马倩","2025年9月"]
[467,"唐山供电公司","高新技术产业开发区供电中心","营业二班（计量班）（高新）","庆北办事处","李各庄村","1102844778","10kV贾变526水泵厂线12西分11#柱上变",299.7856,0,"马倩","2025年9月"]
[468,"唐山供电公司","高新技术产业开发区供电中心","营业二班（计量班）（高新）","高新区街道办事处","世纪花园社区","1102027175","东方地下配电室2号变压器",0,0,"马倩","2025年9月"]
[469,"唐山供电公司","高新技术产业开发区供电中心","营业二班（计量班）（高新）","高新区街道办事处","益民园社区","1102807213","益民园5号配电室501变压器",0,0,"马倩","2025年9月"]
[470,"唐山供电公司","高新技术产业开发区供电中心","营业二班（计量班）（高新）","高新区街道办事处","益民园社区","1102808439","益民园2号配电室501变压器",0,0,"马倩","2025年9月"]
[471,"唐山供电公司","高新技术产业开发区供电中心","营业二班（计量班）（高新）","高新区街道办事处","世纪花园社区","1102027176","东方地下配电室4号变压器",0,0,"马倩","2025年9月"]
[472,"唐山供电公司","高新技术产业开发区供电中心","营业二班（计量班）（高新）","高新区街道办事处","益民园社区","1102807994","益民园4号配电室501变压器",0,0,"马倩","2025年9月"]
[473,"唐山供电公司","高新技术产业开发区供电中心","营业二班（计量班）（高新）","高新区街道办事处","金色河畔社区","1102904893","金色河畔配电室1号变压器",0,0,"马倩","2025年9月"]
[474,"唐山供电公司","高新技术产业开发区供电中心","营业四班（计量班）（高新）","老庄子镇","小城子村","0103664918","10kV瓦房庄线老庄子513小北支#3小城子村5综合配电变压器",328.3753,0,"冯旭","2025年9月"]
[475,"唐山供电公司","高新技术产业开发区供电中心","营业四班（计量班）（高新）","老庄子镇","小城子村","0103664917","10kV瓦房庄线老庄子513小北支#3小城子村4综合配电变压器",322.2392,0,"冯旭","2025年9月"]
[476,"唐山供电公司","高新技术产业开发区供电中心","营业四班（计量班）（高新）","老庄子镇","夏屋村","1102843543","10kV瓦房庄线老庄子513夏支#23夏屋村5综合配电变压器",95.1144,0,"冯旭","2025年9月"]
[477,"唐山供电公司","高新技术产业开发区供电中心","营业二班（计量班）（高新）","高新区街道办事处","益民园社区","1102808440","益民园3号配电室501变压器",0,0,"马倩","2025年9月"]
[478,"唐山供电公司","高新技术产业开发区供电中心","营业四班（计量班）（高新）","老庄子镇","老庄子村","1102729635","10kV前冯各庄线老庄子521#7老庄子村2综合配电变压器",103.901,0,"冯旭","2025年9月"]
[479,"唐山供电公司","高新技术产业开发区供电中心","营业二班（计量班）（高新）","高新区街道办事处","龙泉北里新景楼社区","1102809214","龙泉北里新景楼3号配电室1号变压器",0,0,"马倩","2025年9月"]
[480,"唐山供电公司","高新技术产业开发区供电中心","营业二班（计量班）（高新）","高新区街道办事处","龙泉北里新景楼社区","1102809089","龙泉北里新景楼1号配电室1号变压器",0,0,"马倩","2025年9月"]
[481,"唐山供电公司","高新技术产业开发区供电中心","营业四班（计量班）（高新）","三女河办事处","三女河村","1102729719","10kV高庄子线三女河522陈支#19三女河村5综合配电变压器",0,0,"冯旭","2025年9月"]
[482,"唐山供电公司","高新技术产业开发区供电中心","营业二班（计量班）（高新）","高新区街道办事处","龙泉北里社区","1102809037","龙泉北里1号配电室2号变压器",0,0,"马倩","2025年9月"]
[483,"唐山供电公司","高新技术产业开发区供电中心","营业四班（计量班）（高新）","老庄子镇","大树韩庄子村","1102729124","10kV李官屯线老庄子512饭店支#2韩庄子村1综合配电变压器",291.7526,0,"冯旭","2025年9月"]
[484,"唐山供电公司","高新技术产业开发区供电中心","营业二班（计量班）（高新）","高新区街道办事处","龙泉北里社区","1102809328","龙泉北里3号配电室2号变压器",0,0,"马倩","2025年9月"]
[485,"唐山供电公司","高新技术产业开发区供电中心","营业二班（计量班）（高新）","高新区街道办事处","泵嘴厂工房社区","1604241005244438","10kV新城子新建线大陆环网柜513-4号东分3柱上变",160.9711,0,"马倩","2025年9月"]
[486,"唐山供电公司","高新技术产业开发区供电中心","营业二班（计量班）（高新）","高新区街道办事处","大庆道","1103032793","10kV新城子变电站515机械技校东环网柜1北分1#柱上变压器",50.3052,0,"马倩","2025年9月"]
[487,"唐山供电公司","高新技术产业开发区供电中心","营业二班（计量班）（高新）","高新区街道办事处","大庆道","1103516861","10kV新城子变电站513新贾线北立交环网柜515高科技底商1南分2#柱上变压器",160,0,"马倩","2025年9月"]
[488,"唐山供电公司","高新技术产业开发区供电中心","营业二班（计量班）（高新）","高新区街道办事处","宋学新庄村","1102842934","10kV新城子525新钢线河北日报社环网柜49#柱上变",128,0,"马倩","2025年9月"]
[489,"唐山供电公司","高新技术产业开发区供电中心","营业二班（计量班）（高新）","高新区街道办事处","宋学新庄村","1102843237","10kV新城子525新钢线河北日报环网柜529-43南分8#柱上变",766.8969,0,"马倩","2025年9月"]
[490,"唐山供电公司","高新技术产业开发区供电中心","营业二班（计量班）（高新）","高新区街道办事处","宋学新庄村","1102860878","10kV新城子525新钢线河北日报环网柜529-41北分3东分1#柱上变",252,0,"马倩","2025年9月"]
[491,"唐山供电公司","高新技术产业开发区供电中心","营业二班（计量班）（高新）","高新区街道办事处","付家屯工房","1103097223","10kV新城子525新钢线付支11南分3#柱上变压器",176.6887,0,"马倩","2025年9月"]
[492,"唐山供电公司","高新技术产业开发区供电中心","营业二班（计量班）（高新）","庆北办事处","王鄄子村","1102849454","10kV新城子525新钢线37#柱上变",128,0,"马倩","2025年9月"]
[493,"唐山供电公司","高新技术产业开发区供电中心","营业二班（计量班）（高新）","庆北办事处","孙家庄村","1102897602","10kV新城子524新四线孙庄支28#柱上变压器",252,0,"马倩","2025年9月"]
[494,"唐山供电公司","高新技术产业开发区供电中心","营业二班（计量班）（高新）","高新区街道办事处","昌隆","1102028404","10kV新城子514昌隆环网柜513柱上变",40,0,"马倩","2025年9月"]
[495,"唐山供电公司","高新技术产业开发区供电中心","营业二班（计量班）（高新）","庆北办事处","李各庄村","1102845432","10kV新城子513李各庄环网柜514-1#柱上变",252,0,"马倩","2025年9月"]
[496,"唐山供电公司","高新技术产业开发区供电中心","营业二班（计量班）（高新）","高新区街道办事处","大庆道","1102845622","10kV新城子513机械技校箱变512柱上变",252,0,"马倩","2025年9月"]
[497,"唐山供电公司","高新技术产业开发区供电中心","营业二班（计量班）（高新）","高新区街道办事处","大庆道","1102843359","10kV新城子513北立交环网柜515-柱上变",277.2887,0,"马倩","2025年9月"]
[498,"唐山供电公司","高新技术产业开发区供电中心","营业二班（计量班）（高新）","庆北办事处","新城子村","1102846212","10kV新城子512新北线新石支16南1柱上变",320,0,"马倩","2025年9月"]
[499,"唐山供电公司","高新技术产业开发区供电中心","营业二班（计量班）（高新）","高新区街道办事处","宏扬花园社区","1102027198","10kV新变514新建线师范北环网柜1#/柱上变",160,0,"马倩","2025年9月"]
[500,"唐山供电公司","高新技术产业开发区供电中心","营业二班（计量班）（高新）","路北区果园镇","吴家庄村","1606251805045144","10kV悦诚嘉园商业楼215住宅配电室502变压器",800,0,"马倩","2025年9月"]
[501,"唐山供电公司","高新技术产业开发区供电中心","营业二班（计量班）（高新）","路北区果园镇","吴家庄村","1606251805046459","10kV悦诚嘉园商业楼215住宅配电室501变压器",800,0,"马倩","2025年9月"]
[502,"唐山供电公司","高新技术产业开发区供电中心","营业二班（计量班）（高新）","路北区果园镇","吴家庄村","1606251905018250","10kV悦诚嘉园商业楼202住宅配电室502变压器",800,0,"马倩","2025年9月"]
[503,"唐山供电公司","高新技术产业开发区供电中心","营业二班（计量班）（高新）","路北区果园镇","吴家庄村","1606251905019523","10kV悦诚嘉园商业楼202住宅配电室501变压器",800,0,"马倩","2025年9月"]
[504,"唐山供电公司","高新技术产业开发区供电中心","营业二班（计量班）（高新）","路北区果园镇","吴家庄村","1607250205013413","10kV悦诚嘉园137楼住宅配电室502变压器",800,0,"马倩","2025年9月"]
[505,"唐山供电公司","高新技术产业开发区供电中心","营业二班（计量班）（高新）","路北区果园镇","吴家庄村","1607250205014602","10kV悦诚嘉园137楼住宅配电室501变压器",800,0,"马倩","2025年9月"]
[506,"唐山供电公司","高新技术产业开发区供电中心","营业四班（计量班）（高新）","老庄子镇","魏庄子村",1103205568,"10kV孙家庄线任各庄511魏支#24魏庄子村4综合配电变压器",160,0,"冯旭","2025年9月"]
[507,"唐山供电公司","高新技术产业开发区供电中心","营业四班（计量班）（高新）","老庄子镇","魏庄子村",1102726919,"10kV孙家庄线任各庄511魏支#19魏庄子村3综合配电变压器",160,0,"冯旭","2025年9月"]
[508,"唐山供电公司","高新技术产业开发区供电中心","营业二班（计量班）（高新）","庆北办事处","宋各庄村","1102726914","10kV孙家庄线任各庄511宋西街内支#6宋各庄村1综合配电变压器",140.6722,0,"马倩","2025年9月"]
[509,"唐山供电公司","高新技术产业开发区供电中心","营业二班（计量班）（高新）","庆北办事处","宋各庄村","1102726915","10kV孙家庄线任各庄511宋街内支#4宋各庄2综合配电变压器",160,0,"马倩","2025年9月"]
[510,"唐山供电公司","高新技术产业开发区供电中心","营业二班（计量班）（高新）","庆北办事处","宋各庄村","1102726916","10kV孙家庄线任各庄511宋支#15宋各庄3综合配电变压器",160,0,"马倩","2025年9月"]
[511,"唐山供电公司","高新技术产业开发区供电中心","营业二班（计量班）（高新）","庆北办事处","宋各庄村","1102965373","10kV孙家庄线任各庄511宋南街内支#3宋各庄4综合配电变压器",160,0,"马倩","2025年9月"]
[512,"唐山供电公司","高新技术产业开发区供电中心","营业四班（计量班）（高新）","老庄子镇","大树韩庄子村","1102729622","10kV前冯各庄线老庄子521韩东支#3韩庄子村3综合配电变压器",86.1948,0,"冯旭","2025年9月"]
[513,"唐山供电公司","高新技术产业开发区供电中心","营业四班（计量班）（高新）","三女河办事处","高庄子村","1102726791","10kV三幼线三女河513高街内支#5高庄子村1综合配电变压器",0,0,"冯旭","2025年9月"]
[514,"唐山供电公司","高新技术产业开发区供电中心","营业四班（计量班）（高新）","三女河办事处","高庄子村","1102726792","10kV三幼线三女河513高北支#17高庄子村2综合配电变压器",0,0,"冯旭","2025年9月"]
[515,"唐山供电公司","高新技术产业开发区供电中心","营业四班（计量班）（高新）","三女河办事处","崔家屯村","1102726781","10kV三幼线三女河513崔西街内支#8崔家屯村2综合配电变压器",0,0,"冯旭","2025年9月"]
[516,"唐山供电公司","高新技术产业开发区供电中心","营业四班（计量班）（高新）","三女河办事处","崔家屯村","1102726780","10kV三幼线三女河513崔街内支#9崔家屯村1综合配电变压器",0,0,"冯旭","2025年9月"]
[517,"唐山供电公司","高新技术产业开发区供电中心","营业四班（计量班）（高新）","三女河办事处","崔家屯村","1102726777","10kV三幼线三女河513崔安支#2崔家屯村4综合配电变压器",0,183,"冯旭","2025年9月"]
[518,"唐山供电公司","高新技术产业开发区供电中心","营业四班（计量班）（高新）","三女河办事处","崔家屯村","1102726773","10kV三幼线三女河513崔东街内支#5崔家屯村5综合配电变压器",0,40,"冯旭","2025年9月"]
[519,"唐山供电公司","高新技术产业开发区供电中心","营业四班（计量班）（高新）","三女河办事处","崔家屯村","0103484261","10kV三幼线三女河513崔东南支#71崔家屯村综合7变压器",0,0,"冯旭","2025年9月"]
[520,"唐山供电公司","高新技术产业开发区供电中心","营业四班（计量班）（高新）","三女河办事处","崔家屯村","1102944812","10kV三幼线三女河513崔东南支#69崔家屯村6综合配电变压器",0,0,"冯旭","2025年9月"]
[521,"唐山供电公司","高新技术产业开发区供电中心","营业四班（计量班）（高新）","三女河办事处","安家庄村","1102726766","10kV三幼线三女河513安街内支#1安家庄村1综合配电变压器",0,0,"冯旭","2025年9月"]
[522,"唐山供电公司","高新技术产业开发区供电中心","营业四班（计量班）（高新）","三女河办事处","安家庄村","1102726767","10kV三幼线三女河513安支#21安家庄村2综合配电变压器",0,0,"冯旭","2025年9月"]
[523,"唐山供电公司","高新技术产业开发区供电中心","营业四班（计量班）（高新）","三女河办事处","崔家屯村","1102942481","10kV三幼线三女河513安支#14崔家屯村3综合配电变压器",0,0,"冯旭","2025年9月"]
[524,"唐山供电公司","高新技术产业开发区供电中心","营业四班（计量班）（高新）","老庄子镇","前冯各庄村","1102729618","10kV前冯各庄线老庄子521前西街内支#7前冯各庄村2综合配电变压器",236.9526,0,"冯旭","2025年9月"]
[525,"唐山供电公司","高新技术产业开发区供电中心","营业四班（计量班）（高新）","三女河办事处","黄花港村","1102729672","10kV毛家坨线三女河523黄街内支#2黄花港村2综合配电变压器",0,0,"冯旭","2025年9月"]
[526,"唐山供电公司","高新技术产业开发区供电中心","营业四班（计量班）（高新）","老庄子镇","后冯各庄村","1102729627","10kV前冯各庄线老庄子521后东街内支#7后冯各庄村2综合配电变压器",210.0639,0,"冯旭","2025年9月"]
[527,"唐山供电公司","高新技术产业开发区供电中心","营业四班（计量班）（高新）","庆北办事处","詹官屯村","1102729668","10kV詹官屯线老庄子523#45詹官屯村5综合配电变压器",79.4433,0,"冯旭","2025年9月"]
[528,"唐山供电公司","高新技术产业开发区供电中心","营业二班（计量班）（高新）","高新区街道办事处","富华东里荣馨园社区","1103084886","世纪瑞庭4#配电室501配电变压器",0,0,"马倩","2025年9月"]
[529,"唐山供电公司","高新技术产业开发区供电中心","营业四班（计量班）（高新）","庆北办事处","詹官屯村","1102729670","10kV詹官屯线老庄子523詹东街内支#7詹官屯村4综合配电变压器",94.8495,0,"冯旭","2025年9月"]
[530,"唐山供电公司","高新技术产业开发区供电中心","营业二班（计量班）（高新）","高新区街道办事处","都市花园社区","1102027157","都市花园1#箱变1#变压器",0,0,"马倩","2025年9月"]
[531,"唐山供电公司","高新技术产业开发区供电中心","营业四班（计量班）（高新）","老庄子镇","前冯各庄村","1102729619","10kV前冯各庄线老庄子521前街内支#11前冯各庄村1综合配电变压器",263.167,0,"冯旭","2025年9月"]
[532,"唐山供电公司","高新技术产业开发区供电中心","营业四班（计量班）（高新）","庆北办事处","詹官屯村","0103547692","新10kV詹官屯线老庄子523#57詹官屯村2综合配电变压器",122.8536,0,"冯旭","2025年9月"]
[533,"唐山供电公司","高新技术产业开发区供电中心","营业二班（计量班）（高新）","高新区街道办事处","富华东里荣馨园社区","1103084882","世纪瑞庭1#配电室501配电变压器",0,0,"马倩","2025年9月"]
[534,"唐山供电公司","高新技术产业开发区供电中心","营业二班（计量班）（高新）","高新区街道办事处","富华东里荣馨园社区","1103084884","世纪瑞庭3#配电室501配电变压器",0,0,"马倩","2025年9月"]
[535,"唐山供电公司","高新技术产业开发区供电中心","营业二班（计量班）（高新）","高新区街道办事处","凤城阳光社区","1103008001","凤城阳光配电室502变压器",0,0,"马倩","2025年9月"]
[536,"唐山供电公司","高新技术产业开发区供电中心","营业二班（计量班）（高新）","高新区街道办事处","都市花园社区","1102027159","都市花园3#箱变1号变压器",0,0,"马倩","2025年9月"]
[537,"唐山供电公司","高新技术产业开发区供电中心","营业二班（计量班）（高新）","高新区街道办事处","富华东里荣馨园社区","1103084878","世纪瑞庭6#配电室501配电变压器",0,0,"马倩","2025年9月"]
[538,"唐山供电公司","高新技术产业开发区供电中心","营业二班（计量班）（高新）","高新区街道办事处","富华东里荣馨园社区","1103084880","世纪瑞庭2#配电室501配电变压器",0,0,"马倩","2025年9月"]
[539,"唐山供电公司","高新技术产业开发区供电中心","营业四班（计量班）（高新）","老庄子镇","沙务庄村","1102729571","10kV李官屯线老庄子512沙北街内支#4沙务庄村3综合配电变压器",147.8969,0,"冯旭","2025年9月"]
[540,"唐山供电公司","高新技术产业开发区供电中心","营业四班（计量班）（高新）","三女河办事处","三女河村","0103548095","新10kV高庄子线三女河522三街内支#7三女河村3综合配电变压器",0,0,"冯旭","2025年9月"]
[541,"唐山供电公司","高新技术产业开发区供电中心","营业二班（计量班）（高新）","高新区街道办事处","昌隆金色华尔兹社区","1102024006","昌隆地下配电室1号变压器",0,0,"马倩","2025年9月"]
[542,"唐山供电公司","高新技术产业开发区供电中心","营业二班（计量班）（高新）","高新区街道办事处","富华东里荣馨园社区","1103084876","世纪瑞庭5#配电室501配电变压器",0,0,"马倩","2025年9月"]
[543,"唐山供电公司","高新技术产业开发区供电中心","营业四班（计量班）（高新）","老庄子镇","南王庄村","0103548091","新10kV前冯各庄线老庄子521王街内支#27南王庄村2综合配电变压器",123.4804,0,"冯旭","2025年9月"]
[544,"唐山供电公司","高新技术产业开发区供电中心","营业四班（计量班）（高新）","老庄子镇","魏庄子村",1102726980,"10kV车陈线车轴山511#94魏庄子村2综合配电变压器",181.4227,0,"冯旭","2025年9月"]
[545,"唐山供电公司","高新技术产业开发区供电中心","营业二班（计量班）（高新）","高新区街道办事处","惠安社区","1102027163","惠安西箱变1号变压器",0,0,"马倩","2025年9月"]
[546,"唐山供电公司","高新技术产业开发区供电中心","营业四班（计量班）（高新）","三女河办事处","方子里村","0103658725","10kV高庄子线三女河522方东街内支#5方子里村1综合配电变压器.",0,0,"冯旭","2025年9月"]
[547,"唐山供电公司","高新技术产业开发区供电中心","营业四班（计量班）（高新）","老庄子镇","七王庄村","1102729646","10kV前冯各庄线老庄子521七东支#5七王庄村3综合配电变压器",260.4536,0,"冯旭","2025年9月"]
[548,"唐山供电公司","高新技术产业开发区供电中心","营业二班（计量班）（高新）","高新区街道办事处","华宁景苑社区","1102725960","华宁景苑3#箱变501变压器",0,0,"马倩","2025年9月"]
[549,"唐山供电公司","高新技术产业开发区供电中心","营业四班（计量班）（高新）","石各庄镇","陈庄子村","0103672422","10kV高庄子线三女河522陈支#39陈庄子村3综合配电变压器",0,0,"冯旭","2025年9月"]
[550,"唐山供电公司","高新技术产业开发区供电中心","营业四班（计量班）（高新）","三女河办事处","毛家坨一村","1102726814","10kV正大线三女河525毛一街内支#9毛一村1综合配电变压器",0,0,"冯旭","2025年9月"]
[551,"唐山供电公司","高新技术产业开发区供电中心","营业四班（计量班）（高新）","老庄子镇","瓦房庄村","1102729592","10kV瓦房庄线老庄子513瓦西街内支#11瓦房庄村5综合配电变压器",81.8031,0,"冯旭","2025年9月"]
[552,"唐山供电公司","高新技术产业开发区供电中心","营业四班（计量班）（高新）","庆北办事处","詹官屯村","0103547693","新10kV詹官屯线老庄子523#56詹官屯村1综合配电变压器",143.5567,0,"冯旭","2025年9月"]
[553,"唐山供电公司","高新技术产业开发区供电中心","营业四班（计量班）（高新）","三女河办事处","韩家街村","0103658723","10kV高庄子线三女河522韩西街内支#7韩家街村4综合配电变压器.",0,0,"冯旭","2025年9月"]
[554,"唐山供电公司","高新技术产业开发区供电中心","营业四班（计量班）（高新）","三女河办事处","韩家街村","0103658722","10kV高庄子线三女河522韩东支#11韩家街村2综合配电变压器.",0,0,"冯旭","2025年9月"]
[555,"唐山供电公司","高新技术产业开发区供电中心","营业四班（计量班）（高新）","老庄子镇","李官屯村","1102942480","10kV李官屯线老庄子512李街内支#8李官屯村1综合配电变压器",175.0392,0,"冯旭","2025年9月"]
[556,"唐山供电公司","高新技术产业开发区供电中心","营业四班（计量班）（高新）","三女河办事处","姚家庄村","0103659348","10kV正大线三女河525姚支#4姚家庄村1综合配电变压器.",0,0,"冯旭","2025年9月"]
[557,"唐山供电公司","高新技术产业开发区供电中心","营业二班（计量班）（高新）","高新区街道办事处","南开道","1102807312","南开道2号箱变501变压器",0,0,"马倩","2025年9月"]
[558,"唐山供电公司","高新技术产业开发区供电中心","营业四班（计量班）（高新）","三女河办事处","毛家坨二村","1102726802","10kV正大线三女河525毛二东街内支#5毛二村2综合配电变压器",0,0,"冯旭","2025年9月"]
[559,"唐山供电公司","高新技术产业开发区供电中心","营业二班（计量班）（高新）","高新区街道办事处","都市阳光社区","1102809285","高速交警箱变1号变压器",0,0,"马倩","2025年9月"]
[560,"唐山供电公司","高新技术产业开发区供电中心","营业四班（计量班）（高新）","石各庄镇","陈庄子村","1102729724","10kV高庄子线三女河522陈支#46陈庄子村2综合配电变压器",0,0,"冯旭","2025年9月"]
[561,"唐山供电公司","高新技术产业开发区供电中心","营业四班（计量班）（高新）","三女河办事处","姚家庄村","0103659349","10kV正大线三女河525姚支#12姚家庄村2综合配电变压器.",0,0,"冯旭","2025年9月"]
[562,"唐山供电公司","高新技术产业开发区供电中心","营业四班（计量班）（高新）","三女河办事处","范家坨村","1102726785","10kV正大线三女河525范街内支#1范家坨村3综合配电变压器",0,0,"冯旭","2025年9月"]
[563,"唐山供电公司","高新技术产业开发区供电中心","营业二班（计量班）（高新）","高新区街道办事处","东方广场","1102805766","东方广场1号箱变1#配电变压器",0,0,"马倩","2025年9月"]
[564,"唐山供电公司","高新技术产业开发区供电中心","营业二班（计量班）（高新）","高新区街道办事处","都市花园社区","1102027162","都市花园5#箱变1号变压器",0,0,"马倩","2025年9月"]
[565,"唐山供电公司","高新技术产业开发区供电中心","营业四班（计量班）（高新）","三女河办事处","韩家街村","0103658707","10kV高庄子线三女河522韩东支#4韩家街村1综合配电变压器.",0,0,"冯旭","2025年9月"]
[566,"唐山供电公司","高新技术产业开发区供电中心","营业四班（计量班）（高新）","石各庄镇","陈庄子村","1102729671","10kV高庄子线三女河522陈支#43陈庄子村1综合配电变压器",0,0,"冯旭","2025年9月"]
[567,"唐山供电公司","高新技术产业开发区供电中心","营业二班（计量班）（高新）","高新区街道办事处","益民园社区","1102809166","益民园1号配电室3号变压器",0,0,"马倩","2025年9月"]
[568,"唐山供电公司","高新技术产业开发区供电中心","营业二班（计量班）（高新）","高新区街道办事处","华宁景苑社区","1102808482","华宁景苑1#箱变501变压器",0,0,"马倩","2025年9月"]
[569,"唐山供电公司","高新技术产业开发区供电中心","营业二班（计量班）（高新）","高新区街道办事处","华宁景苑社区","1102725959","华宁景苑2#箱变501变压器",0,0,"马倩","2025年9月"]
[570,"唐山供电公司","高新技术产业开发区供电中心","营业四班（计量班）（高新）","三女河办事处","黄花港村","1102726799","10kV毛家坨线三女河523黄西支#6黄花港村3综合配电变压器",0,0,"冯旭","2025年9月"]
[571,"唐山供电公司","高新技术产业开发区供电中心","营业二班（计量班）（高新）","高新区街道办事处","都市花园社区","1102726035","都市花园4#箱变1号变压器",0,0,"马倩","2025年9月"]
[572,"唐山供电公司","高新技术产业开发区供电中心","营业二班（计量班）（高新）","高新区街道办事处","益民园社区","1102809115","益民园1号配电室1号变压器",0,0,"马倩","2025年9月"]
[573,"唐山供电公司","高新技术产业开发区供电中心","营业四班（计量班）（高新）","三女河办事处","毛家坨三村","0103659260","10kV正大线三女河525毛三东街内支#9毛三村1综合配电变压器.",0,0,"冯旭","2025年9月"]
[574,"唐山供电公司","高新技术产业开发区供电中心","营业四班（计量班）（高新）","三女河办事处","韩家街村","0103658727","10kV高庄子线三女河522韩家街内支#4韩家街村5综合配电变压器.",0,0,"冯旭","2025年9月"]
[575,"唐山供电公司","高新技术产业开发区供电中心","营业二班（计量班）（高新）","高新区街道办事处","南开道","1102805551","南开道1号箱变501变压器",0,0,"马倩","2025年9月"]
[576,"唐山供电公司","高新技术产业开发区供电中心","营业四班（计量班）（高新）","老庄子镇","老庄子村","0103551092","10kV前冯各庄线老庄子521老街内支#11老庄子村8综合配电变压器",136.5773,0,"冯旭","2025年9月"]
[577,"唐山供电公司","高新技术产业开发区供电中心","营业四班（计量班）（高新）","石各庄镇","陈庄子村","0103672402","10kV高庄子线三女河522陈支#47陈庄子村4综合配电变压器",0,0,"冯旭","2025年9月"]
[578,"唐山供电公司","高新技术产业开发区供电中心","营业四班（计量班）（高新）","老庄子镇","老庄子村","1102729636","10kV前冯各庄线老庄子521老西街内支#7老庄子村4综合配电变压器",187.2082,0,"冯旭","2025年9月"]
[579,"唐山供电公司","高新技术产业开发区供电中心","营业四班（计量班）（高新）","三女河办事处","姚家庄村","0103659355","10kV正大线三女河525姚支2分支#10姚家庄村7综合配电变压器.",0,0,"冯旭","2025年9月"]
[580,"唐山供电公司","高新技术产业开发区供电中心","营业四班（计量班）（高新）","老庄子镇","后冯各庄村","1102729628","10kV前冯各庄线老庄子521后西街内支#6后冯各庄村3综合配电变压器",109.1608,0,"冯旭","2025年9月"]
[581,"唐山供电公司","高新技术产业开发区供电中心","营业四班（计量班）（高新）","三女河办事处","毛家坨四村","1102726811","10kV正大线三女河525毛四支#10毛四村1综合配电变压器",0,0,"冯旭","2025年9月"]
[582,"唐山供电公司","高新技术产业开发区供电中心","营业四班（计量班）（高新）","三女河办事处","毛家坨一村","1604242305121204","10kV正大线三女河525毛一西支#2毛一村2综合配电变压器",0,0,"冯旭","2025年9月"]
[583,"唐山供电公司","高新技术产业开发区供电中心","营业四班（计量班）（高新）","三女河办事处","范家坨村","1102726787","10kV正大线三女河525范支#56范家坨村2综合配电变压器",0,0,"冯旭","2025年9月"]
[584,"唐山供电公司","高新技术产业开发区供电中心","营业四班（计量班）（高新）","老庄子镇","新村","1102942474","10kV詹官屯线老庄子523#26新村1综合配电变压器",118.3588,0,"冯旭","2025年9月"]
[585,"唐山供电公司","高新技术产业开发区供电中心","营业四班（计量班）（高新）","老庄子镇","党家庄村",1102729578,"10kV瓦房庄线老庄子513党南街内支#1党家庄村6综合配电变压器",176.1567,0,"冯旭","2025年9月"]
[586,"唐山供电公司","高新技术产业开发区供电中心","营业四班（计量班）（高新）","老庄子镇","后冯各庄村","1102729741","10kV前冯各庄线老庄子521后支#20后冯各庄村1综合配电变压器",153.7155,0,"冯旭","2025年9月"]
[587,"唐山供电公司","高新技术产业开发区供电中心","营业四班（计量班）（高新）","老庄子镇","党家庄村","1102729610","10kV瓦房庄线老庄子513党北街内支#5党家庄村7综合配电变压器",125.4268,0,"冯旭","2025年9月"]
[588,"唐山供电公司","高新技术产业开发区供电中心","营业四班（计量班）（高新）","老庄子镇","瓦房庄村","1102729597","10kV瓦房庄线老庄子513瓦街东支#7瓦房庄村4综合配电变压器",192.1443,0,"冯旭","2025年9月"]
[589,"唐山供电公司","高新技术产业开发区供电中心","营业四班（计量班）（高新）","三女河办事处","白树庄村","1102726770","10kV正大线三女河525范支#35白树庄村1综合配电变压器",0,0,"冯旭","2025年9月"]
[590,"唐山供电公司","高新技术产业开发区供电中心","营业四班（计量班）（高新）","老庄子镇","党家庄村",1102729579,"10kV瓦房庄线老庄子513党街西南支#2党家庄村5综合配电变压器",138.9361,0,"冯旭","2025年9月"]
[591,"唐山供电公司","高新技术产业开发区供电中心","营业四班（计量班）（高新）","三女河办事处","韩家街村","0103658729","10kV高庄子线三女河522韩西街内支#4韩家街村3综合配电变压器.",0,0,"冯旭","2025年9月"]
[592,"唐山供电公司","高新技术产业开发区供电中心","营业四班（计量班）（高新）","老庄子镇","李官屯村","1102729572","10kV李官屯线老庄子512李北街内支#4李官屯村4综合配电变压器",146.2351,0,"冯旭","2025年9月"]
[593,"唐山供电公司","高新技术产业开发区供电中心","营业四班（计量班）（高新）","三女河办事处","范家坨村","1102726786","10kV正大线三女河525范支#52范家坨村1综合配电变压器",0,0,"冯旭","2025年9月"]
[594,"唐山供电公司","高新技术产业开发区供电中心","营业四班（计量班）（高新）","三女河办事处","方子里村","0103658728","10kV高庄子线三女河522方街内支#1方子里村4综合配电变压器.",0,0,"冯旭","2025年9月"]
[595,"唐山供电公司","高新技术产业开发区供电中心","营业四班（计量班）（高新）","三女河办事处","邵家街村","1102729722","10kV高庄子线三女河522#10邵家街村2综合配电变压器",0,0,"冯旭","2025年9月"]
[596,"唐山供电公司","高新技术产业开发区供电中心","营业四班（计量班）（高新）","老庄子镇","老庄子村",1102729638,"10kV前冯各庄线老庄子521#24老庄子村7综合配电变压器",115.9402,0,"冯旭","2025年9月"]
[597,"唐山供电公司","高新技术产业开发区供电中心","营业四班（计量班）（高新）","老庄子镇","陈家庄","1102726994","10kV车陈线车轴山511#75陈家庄2综合配电变压器",124.1918,0,"冯旭","2025年9月"]
[598,"唐山供电公司","高新技术产业开发区供电中心","营业四班（计量班）（高新）","老庄子镇","瓦房庄村","1102729596","10kV瓦房庄线老庄子513瓦西街内支#6瓦房庄村3综合配电变压器",134.2969,0,"冯旭","2025年9月"]
[599,"唐山供电公司","高新技术产业开发区供电中心","营业四班（计量班）（高新）","三女河办事处","方子里村","0103658724","10kV高庄子线三女河522方西街内支#2方子里村2综合配电变压器.",0,0,"冯旭","2025年9月"]
[600,"唐山供电公司","高新技术产业开发区供电中心","营业四班（计量班）（高新）","老庄子镇","瓦房庄村","1102729587","10kV瓦房庄线老庄子513瓦南街内支#5瓦房庄村6综合配电变压器",117.4969,0,"冯旭","2025年9月"]
[601,"唐山供电公司","高新技术产业开发区供电中心","营业四班（计量班）（高新）","老庄子镇","夏屋村","1102729604","10kV瓦房庄线老庄子513夏街西支#4夏屋村2综合配电变压器",146.7918,0,"冯旭","2025年9月"]
[602,"唐山供电公司","高新技术产业开发区供电中心","营业四班（计量班）（高新）","三女河办事处","方子里村","0103658726","10kV高庄子线三女河522方西街内支#4方子里村3综合配电变压器.",0,0,"冯旭","2025年9月"]
[603,"唐山供电公司","高新技术产业开发区供电中心","营业四班（计量班）（高新）","三女河办事处","毛家坨四村","0103544472","10kV正大线三女河525毛四街内支#5毛四村2综合配电变压器",0,0,"冯旭","2025年9月"]
[604,"唐山供电公司","高新技术产业开发区供电中心","营业四班（计量班）（高新）","三女河办事处","毛家坨二村","1102726803","10kV正大线三女河525毛二西街内支#9毛二村1综合配电变压器",0,0,"冯旭","2025年9月"]
[605,"唐山供电公司","高新技术产业开发区供电中心","营业四班（计量班）（高新）","老庄子镇","党家庄村","1102729581","10kV瓦房庄线老庄子513党街内支#9党家庄村2综合配电变压器",182.8041,0,"冯旭","2025年9月"]
[606,"唐山供电公司","高新技术产业开发区供电中心","营业四班（计量班）（高新）","三女河办事处","毛家坨三村","0103659259","10kV正大线三女河525毛三西街内支#8毛三村5综合配电变压器.",0,0,"冯旭","2025年9月"]
[607,"唐山供电公司","高新技术产业开发区供电中心","营业四班（计量班）（高新）","三女河办事处","姚家庄村","0103659314","10kV正大线三女河525姚支#20姚家庄村5综合配电变压器.",0,0,"冯旭","2025年9月"]
[608,"唐山供电公司","高新技术产业开发区供电中心","营业四班（计量班）（高新）","老庄子镇","杨信庄村","1102741312","10kV正大线三女河525金仪支#12杨信庄村4综合配电变压器",0,0,"冯旭","2025年9月"]
[609,"唐山供电公司","高新技术产业开发区供电中心","营业四班（计量班）（高新）","三女河办事处","三女河村","1102729716","10kV高庄子线三女河522三东街内支#7三女河村2综合配电变压器",0,0,"冯旭","2025年9月"]
[610,"唐山供电公司","高新技术产业开发区供电中心","营业二班（计量班）（高新）","高新区街道办事处","凤城阳光社区","1102807969","凤城阳光配电室504变压器",0,0,"马倩","2025年9月"]
[611,"唐山供电公司","高新技术产业开发区供电中心","营业四班（计量班）（高新）","三女河办事处","黄花港村","1102729669","10kV毛家坨线三女河523高支#26黄花港村1综合配电变压器",0,0,"冯旭","2025年9月"]
[612,"唐山供电公司","高新技术产业开发区供电中心","营业四班（计量班）（高新）","老庄子镇","瓦房庄村","1102729611","10kV瓦房庄线老庄子513瓦西街内支#4瓦房庄村9综合配电变压器",123.3715,0,"冯旭","2025年9月"]
[613,"唐山供电公司","高新技术产业开发区供电中心","营业四班（计量班）（高新）","三女河办事处","毛家坨三村","0103659262","10kV正大线三女河525毛三西街内支#6毛三村4综合配电变压器.",0,0,"冯旭","2025年9月"]
[614,"唐山供电公司","高新技术产业开发区供电中心","营业四班（计量班）（高新）","老庄子镇","魏庄子村",1102726979,"10kV车陈线车轴山511魏街内支#2魏庄子村1综合配电变压器",102.3907,0,"冯旭","2025年9月"]
[615,"唐山供电公司","高新技术产业开发区供电中心","营业四班（计量班）（高新）","老庄子镇","夏屋村","1102729603","10kV瓦房庄线老庄子513夏街内支#7夏屋村1综合配电变压器",99.4433,0,"冯旭","2025年9月"]
[616,"唐山供电公司","高新技术产业开发区供电中心","营业四班（计量班）（高新）","老庄子镇","沙务庄村","1102729569","10kV李官屯线老庄子512沙街内支#4沙务庄村1综合配电变压器",116.2,0,"冯旭","2025年9月"]
[617,"唐山供电公司","高新技术产业开发区供电中心","营业四班（计量班）（高新）","老庄子镇","老庄子村","1102729556","10kV李官屯线老庄子512老西街内支#6老庄子村5综合配电变压器",136.7299,0,"冯旭","2025年9月"]
[618,"唐山供电公司","高新技术产业开发区供电中心","营业四班（计量班）（高新）","老庄子镇","前冯各庄村","1102732296","10kV前冯各庄线老庄子521前西支#2前冯各庄村4综合配电变压器",13.8371,0,"冯旭","2025年9月"]
[619,"唐山供电公司","高新技术产业开发区供电中心","营业四班（计量班）（高新）","三女河办事处","白树庄村","1102726771","10kV正大线三女河525白街内支#10白树庄村2综合配电变压器",0,0,"冯旭","2025年9月"]
[620,"唐山供电公司","高新技术产业开发区供电中心","营业四班（计量班）（高新）","三女河办事处","姚家庄村","0103659350","10kV正大线三女河525姚支#17姚家庄村3综合配电变压器.",0,0,"冯旭","2025年9月"]
[621,"唐山供电公司","高新技术产业开发区供电中心","营业四班（计量班）（高新）","老庄子镇","杨信庄村","1102726821","10kV正大线三女河525金仪支#17杨信庄村1综合配电变压器",0,0,"冯旭","2025年9月"]
[622,"唐山供电公司","高新技术产业开发区供电中心","营业四班（计量班）（高新）","三女河办事处","三女河村","1102729717","10kV高庄子线三女河522三东街支#11三女河村6综合配电变压器",0,0,"冯旭","2025年9月"]
[623,"唐山供电公司","高新技术产业开发区供电中心","营业四班（计量班）（高新）","庆北办事处","詹官屯村","0103548094","新10kV詹官屯线老庄子523#50詹官屯村3综合配电变压器",138.7278,0,"冯旭","2025年9月"]
[624,"唐山供电公司","高新技术产业开发区供电中心","营业四班（计量班）（高新）","老庄子镇","七王庄村","1102732297","10kV前冯各庄线老庄子521七街内支#15七王庄村5综合配电变压器",146.1814,0,"冯旭","2025年9月"]
[625,"唐山供电公司","高新技术产业开发区供电中心","营业四班（计量班）（高新）","三女河办事处","毛家坨三村","0103659261","10kV正大线三女河525毛三西街内支#4毛三村3综合配电变压器.",0,0,"冯旭","2025年9月"]
[626,"唐山供电公司","高新技术产业开发区供电中心","营业二班（计量班）（高新）","高新区街道办事处","都市花园社区","1102726054","都市花园2#箱变1号变压器",0,0,"马倩","2025年9月"]
[627,"唐山供电公司","高新技术产业开发区供电中心","营业四班（计量班）（高新）","老庄子镇","七王庄村","1102729644","10kV前冯各庄线老庄子521冯北水支#13七王庄村1综合配电变压器",142.3155,0,"冯旭","2025年9月"]
[628,"唐山供电公司","高新技术产业开发区供电中心","营业四班（计量班）（高新）","三女河办事处","邵家街村","1102726816","10kV毛家坨线三女河523后冯水支#5邵家街村1综合配电变压器",0,0,"冯旭","2025年9月"]
[629,"唐山供电公司","高新技术产业开发区供电中心","营业四班（计量班）（高新）","老庄子镇","新村","1102942470","10kV詹官屯线老庄子523新西北支#1新村2综合配电变压器",113.8928,0,"冯旭","2025年9月"]
[630,"唐山供电公司","高新技术产业开发区供电中心","营业四班（计量班）（高新）","老庄子镇","夏屋村","0103547694","新10kV瓦房庄线老庄子513夏支#30夏屋村3综合配电变压器",343.4804,0,"冯旭","2025年9月"]
[631,"唐山供电公司","高新技术产业开发区供电中心","营业四班（计量班）（高新）","老庄子镇","周风庄村","1102942482","10kV前冯各庄线老庄子521周街内支#4周风庄村1综合配电变压器",125.9113,0,"冯旭","2025年9月"]
[632,"唐山供电公司","高新技术产业开发区供电中心","营业四班（计量班）（高新）","老庄子镇","小城子村","1102733046","10kV韩庄子线老庄子522小街西支#3小城子村3综合配电变压器",82.6862,0,"冯旭","2025年9月"]
[633,"唐山供电公司","高新技术产业开发区供电中心","营业四班（计量班）（高新）","三女河办事处","姚家庄村","1103051903","10kV正大线三女河525姚支1分支#3姚家庄村6综合配电变压器.",0,0,"冯旭","2025年9月"]
[634,"唐山供电公司","高新技术产业开发区供电中心","营业四班（计量班）（高新）","老庄子镇","沙务庄村","1102843542","10kV李官屯线老庄子512沙南街内支#10沙雾庄村4综合配电变压器",156.7031,0,"冯旭","2025年9月"]
[635,"唐山供电公司","高新技术产业开发区供电中心","营业四班（计量班）（高新）","老庄子镇","沙务庄村","1102729570","10kV李官屯线老庄子512沙北支#16沙务庄村2综合配电变压器",139.8598,0,"冯旭","2025年9月"]
[636,"唐山供电公司","高新技术产业开发区供电中心","营业四班（计量班）（高新）","老庄子镇","瓦房庄村","1102741012","10kV瓦房庄线老庄子513瓦北水支#5瓦房庄村7综合配电变压器",189.1753,0,"冯旭","2025年9月"]
[637,"唐山供电公司","高新技术产业开发区供电中心","营业二班（计量班）（高新）","高新区街道办事处","火炬路","1103516862","10kV龙王庙变电站542荣开一线荣华道开关站516_10+1东分2#柱上变压器",0,0,"马倩","2025年9月"]
[638,"唐山供电公司","高新技术产业开发区供电中心","营业四班（计量班）（高新）","三女河办事处","毛家坨三村","0103659258","10kV正大线三女河525毛三东街内支#15毛三村2综合配电变压器.",0,0,"冯旭","2025年9月"]
[639,"唐山供电公司","高新技术产业开发区供电中心","营业四班（计量班）（高新）","老庄子镇","李官屯村","1102942483","10kV李官屯线老庄子512社办厂支#5李官屯村2综合配电变压器",311.2227,0,"冯旭","2025年9月"]
[640,"唐山供电公司","高新技术产业开发区供电中心","营业四班（计量班）（高新）","三女河办事处","三女河村","1102729718","10kV高庄子线三女河522三东街内支#8三女河村1综合配电变压器",0,0,"冯旭","2025年9月"]
[641,"唐山供电公司","高新技术产业开发区供电中心","营业四班（计量班）（高新）","三女河办事处","姚家庄村","1102726825","10kV正大线三女河525姚支#18姚家庄村4综合配电变压器.",0,0,"冯旭","2025年9月"]
[642,"唐山供电公司","高新技术产业开发区供电中心","营业四班（计量班）（高新）","老庄子镇","老庄子村","1102729634","10kV前冯各庄线老庄子521老街内支#5老庄子村1综合配电变压器",294.8969,0,"冯旭","2025年9月"]
[643,"唐山供电公司","高新技术产业开发区供电中心","营业四班（计量班）（高新）","老庄子镇","大树韩庄子村","1102729620","10kV前冯各庄线老庄子521韩街内支#5大树韩庄子村2综合配电变压器",103.3381,0,"冯旭","2025年9月"]
[644,"唐山供电公司","高新技术产业开发区供电中心","营业四班（计量班）（高新）","老庄子镇","小城子村","1102729608","10kV瓦房庄线老庄子513小街内支#4小城子村1综合配电变压器",60.2557,0,"冯旭","2025年9月"]
[645,"唐山供电公司","高新技术产业开发区供电中心","营业四班（计量班）（高新）","三女河办事处","三女河村","1102729720","10kV高庄子线三女河522许支#6三女河村4综合配电变压器",0,0,"冯旭","2025年9月"]
[646,"唐山供电公司","高新技术产业开发区供电中心","营业四班（计量班）（高新）","三女河办事处","白树庄村","1102729545","10kV李官屯线老庄子512白街内支#7白树庄村3综合配电变压器",59.4144,0,"冯旭","2025年9月"]
[647,"唐山供电公司","高新技术产业开发区供电中心","营业四班（计量班）（高新）","老庄子镇","夏屋村","1102843541","10kV瓦房庄线老庄子513夏南街内支#5夏屋村4综合配电变压器",54.2835,0,"冯旭","2025年9月"]
[648,"唐山供电公司","高新技术产业开发区供电中心","营业四班（计量班）（高新）","老庄子镇","前冯各庄村","1102729649","10kV前冯各庄线老庄子521前南街内支#7前冯各庄村3综合配电变压器",151.5876,0,"冯旭","2025年9月"]
[649,"唐山供电公司","高新技术产业开发区供电中心","营业四班（计量班）（高新）","老庄子镇","瓦房庄村","1103009162","10kV瓦房庄线老庄子513#79瓦房庄村10综合配电变压器",230.6041,0,"冯旭","2025年9月"]
[650,"唐山供电公司","高新技术产业开发区供电中心","营业二班（计量班）（高新）","庆北办事处","中白寺口村","1103175270","10kV高新区变电站521高新东线新开道东环网柜524-14北分3号杆柱上变",49.5951,0,"马倩","2025年9月"]
[651,"唐山供电公司","高新技术产业开发区供电中心","营业四班（计量班）（高新）","老庄子镇","李官屯村","1102731693","10kV李官屯线老庄子512李街内支#1李官屯村3综合配电变压器",249.633,0,"冯旭","2025年9月"]
[652,"唐山供电公司","高新技术产业开发区供电中心","营业四班（计量班）（高新）","老庄子镇","老庄子村","1102729637","10kV前冯各庄线老庄子521#13老庄子村6综合配电变压器",52.4948,0,"冯旭","2025年9月"]
[653,"唐山供电公司","高新技术产业开发区供电中心","营业二班（计量班）（高新）","庆北办事处","三益庄村","1103173236","10kV火炬北路3号环网柜524-6#柱上变",173.4845,0,"马倩","2025年9月"]
[654,"唐山供电公司","高新技术产业开发区供电中心","营业二班（计量班）（高新）","高新区街道办事处","凤城阳光社区","1102807957","凤城阳光配电室503变压器",505.7938,0,"马倩","2025年9月"]
[655,"唐山供电公司","高新技术产业开发区供电中心","营业二班（计量班）（高新）","高新区街道办事处","凤城阳光社区","1102807747","凤城阳光配电室501变压器",865.4021,0,"马倩","2025年9月"]
[656,"唐山供电公司","高新技术产业开发区供电中心","营业四班（计量班）（高新）","果园镇","娘娘庙村","1102845063","10kV甄家庄521甄吴线娘娘庙支29#柱上变",187.6701,0,"冯旭","2025年9月"]
[657,"唐山供电公司","高新技术产业开发区供电中心","营业四班（计量班）（高新）","果园镇","娘娘庙村","1102860858","10kV甄家庄521甄吴线娘娘庙支39#柱上变",203.7979,0,"冯旭","2025年9月"]
[658,"唐山供电公司","高新技术产业开发区供电中心","营业四班（计量班）（高新）","果园镇","娘娘庙村","1102860857","10kV甄家庄521甄吴线娘娘庙支35#柱上变",210.5814,0,"冯旭","2025年9月"]
[659,"唐山供电公司","高新技术产业开发区供电中心","营业四班（计量班）（高新）","果园镇","娘娘庙村","1102843043","10kV甄家庄521甄吴线娘娘庙支38#柱上变",238.3052,0,"冯旭","2025年9月"]
[660,"唐山供电公司","高新技术产业开发区供电中心","营业四班（计量班）（高新）","果园镇","杨家口村","1102860855","10kV甄家庄521甄吴线娘娘庙支14东分3#柱上变",247.4598,0,"冯旭","2025年9月"]
[661,"唐山供电公司","高新技术产业开发区供电中心","营业四班（计量班）（高新）","果园镇","杨家口村","1103075051","10kV甄家庄521甄吴线娘娘庙支7北分2#柱上变压器",256.9608,0,"冯旭","2025年9月"]
[662,"唐山供电公司","高新技术产业开发区供电中心","营业四班（计量班）（高新）","果园镇","杨家口村","1103135785","10kV甄家庄521甄吴线娘娘庙支6#柱上变",263.0598,0,"冯旭","2025年9月"]
[663,"唐山供电公司","高新技术产业开发区供电中心","营业四班（计量班）（高新）","果园镇","娘娘庙村","1103075052","10kV甄家庄521甄吴线娘娘庙支29东分8#柱上变压器",266.9072,0,"冯旭","2025年9月"]
[664,"唐山供电公司","高新技术产业开发区供电中心","营业四班（计量班）（高新）","果园镇","杨家口村","1102844949","10kV甄家庄521甄吴线娘娘庙支12#柱上变",292.3299,0,"冯旭","2025年9月"]
[665,"唐山供电公司","高新技术产业开发区供电中心","营业二班（计量班）（高新）","高新区街道办事处","润唐城社区","1610243005028751","万科未来城三期3#配电室503配电变压器",323.6371,0,"马倩","2025年9月"]
[666,"唐山供电公司","高新技术产业开发区供电中心","营业四班（计量班）（高新）","果园镇","娘娘庙村","1102860856","10kV甄家庄521甄吴线娘娘庙支32#柱上变",335.5505,0,"冯旭","2025年9月"]
[667,"唐山供电公司","高新技术产业开发区供电中心","营业二班（计量班）（高新）","高新区街道办事处","润唐城社区","1610243005024923","万科未来城三期7#配电室503配电变压器",640,0,"马倩","2025年9月"]
[668,"唐山供电公司","高新技术产业开发区供电中心","营业二班（计量班）（高新）","高新区街道办事处","润唐城社区","1610243005029335","万科未来城三期6#配电室501配电变压器",649.6,0,"马倩","2025年9月"]
[669,"唐山供电公司","高新技术产业开发区供电中心","营业二班（计量班）（高新）","高新区街道办事处","润唐城社区","1610243005024927","万科未来城三期8#配电室501配电变压器",660.3134,0,"马倩","2025年9月"]
[670,"唐山供电公司","高新技术产业开发区供电中心","营业二班（计量班）（高新）","高新区街道办事处","润唐城社区","1610243005029331","万科未来城三期3#配电室501配电变压器",661.2536,0,"马倩","2025年9月"]
[671,"唐山供电公司","高新技术产业开发区供电中心","营业二班（计量班）（高新）","高新区街道办事处","润唐城社区","1610243005028743","万科未来城三期2#配电室501配电变压器",668.2062,0,"马倩","2025年9月"]
[672,"唐山供电公司","高新技术产业开发区供电中心","营业二班（计量班）（高新）","高新区街道办事处","润唐城社区","1610243005027773","万科未来城三期7#配电室501配电变压器",827.5567,0,"马倩","2025年9月"]

{"sheet":"线路","index":1,"n_rows":81,"n_cols":10,"rows_kept":81,"merged":[[0,0,0,9]]}
["高新区供电中心分布式光伏线路可开放容量公示（2025年9月）"]
["序号","市公司","县公司","供电所","乡、镇（街道）","村","10kV线路名称","可开放容量（千瓦）","已受理(含登记排队)容量(千瓦)","维护时间"]
[1,"唐山供电公司","高新技术产业开发区供电中心","供电服务一班","高新区","/","10kV龙王庙变电站553龙大二线",9846.1,0,"2025年9月"]
[2,"唐山供电公司","高新技术产业开发区供电中心","供电服务一班","高新区","/","10kV龙王庙变电站552龙华二线",11071.1,0,"2025年9月"]
[3,"唐山供电公司","高新技术产业开发区供电中心","供电服务一班","高新区","/","10kV龙王庙变电站551龙东二线",9411,0,"2025年9月"]
[4,"唐山供电公司","高新技术产业开发区供电中心","供电服务一班","高新区","/","10kV龙王庙变电站543龙益线",0,0,"2025年9月"]
[5,"唐山供电公司","高新技术产业开发区供电中心","供电服务一班","高新区","/","10kV龙王庙变电站542龙华一线",0,0,"2025年9月"]
[6,"唐山供电公司","高新技术产业开发区供电中心","供电服务一班","高新区","/","10kV龙王庙变电站541龙东一线",0,0,"2025年9月"]
[7,"唐山供电公司","高新技术产业开发区供电中心","供电服务一班","高新区","/","10kV龙王庙变电站529尚品一线",9125.1,0,"2025年9月"]
[8,"唐山供电公司","高新技术产业开发区供电中心","供电服务一班","高新区","/","10kV龙王庙变电站526龙南线",7898.4,0,"2025年9月"]
[9,"唐山供电公司","高新技术产业开发区供电中心","供电服务一班","高新区","/","10kV龙王庙变电站525药厂线",9212.8,0,"2025年9月"]
[10,"唐山供电公司","高新技术产业开发区供电中心","供电服务一班","高新区","/","10kV龙王庙变电站523师范二线",9618,0,"2025年9月"]
[11,"唐山供电公司","高新技术产业开发区供电中心","供电服务一班","高新区","/","10kV龙王庙变电站522贾安子线",8020.5,0,"2025年9月"]
[12,"唐山供电公司","高新技术产业开发区供电中心","供电服务一班","高新区","/","10kV龙王庙变电站521龙泉小区线",9439,0,"2025年9月"]
[13,"唐山供电公司","高新技术产业开发区供电中心","供电服务一班","高新区","/","10kV龙王庙变电站514污水厂",0,0,"2025年9月"]
[14,"唐山供电公司","高新技术产业开发区供电中心","供电服务一班","高新区","/","10kV龙王庙变电站513龙盛1线",0,0,"2025年9月"]
[15,"唐山供电公司","高新技术产业开发区供电中心","供电服务一班","高新区","/","10kV龙王庙变电站511龙开线",0,0,"2025年9月"]
[16,"唐山供电公司","高新技术产业开发区供电中心","供电服务一班","高新区","/","10kV贾安子变电站551贾安线",13038.7,0,"2025年9月"]
[17,"唐山供电公司","高新技术产业开发区供电中心","供电服务一班","高新区","/","10kV贾安子变电站541贾开一线",9972.4,0,"2025年9月"]
[18,"唐山供电公司","高新技术产业开发区供电中心","供电服务一班","高新区","/","10kV贾安子变电站529排水线",9220.2,0,"2025年9月"]
[19,"唐山供电公司","高新技术产业开发区供电中心","供电服务一班","高新区","/","10kV贾安子变电站528贾泵线",0,0,"2025年9月"]
[20,"唐山供电公司","高新技术产业开发区供电中心","供电服务一班","高新区","/","10kV贾安子变电站527宋庄线",7664.6,0,"2025年9月"]
[21,"唐山供电公司","高新技术产业开发区供电中心","供电服务一班","高新区","/","10kV贾安子变电站526水泵厂线",7935.4,0,"2025年9月"]
[22,"唐山供电公司","高新技术产业开发区供电中心","供电服务一班","高新区","/","10kV贾安子变电站524加工厂线",7773.6,0,"2025年9月"]
[23,"唐山供电公司","高新技术产业开发区供电中心","供电服务一班","高新区","/","10kV贾安子变电站523北干线",8758,0,"2025年9月"]
[24,"唐山供电公司","高新技术产业开发区供电中心","供电服务一班","高新区","/","10kV贾安子变电站521庆南二线",8837.2,0,"2025年9月"]
[25,"唐山供电公司","高新技术产业开发区供电中心","供电服务一班","高新区","/","10kV贾安子变电站519贾钢厂线",7765.9,0,"2025年9月"]
[26,"唐山供电公司","高新技术产业开发区供电中心","供电服务一班","高新区","/","10kV贾安子变电站518修试所线",9617.6,0,"2025年9月"]
[27,"唐山供电公司","高新技术产业开发区供电中心","供电服务一班","高新区","/","10kV贾安子变电站516石油库线",7193.6,0,"2025年9月"]
[28,"唐山供电公司","高新技术产业开发区供电中心","供电服务一班","高新区","/","10kV贾安子变电站515庆南一线",9868.8,0,"2025年9月"]
[29,"唐山供电公司","高新技术产业开发区供电中心","供电服务一班","高新区","/","10kV贾安子变电站514二瓷厂线",8594.4,0,"2025年9月"]
[30,"唐山供电公司","高新技术产业开发区供电中心","供电服务一班","高新区","/","10kV贾安子变电站511一瓷厂线",7866.3,0,"2025年9月"]
[31,"唐山供电公司","高新技术产业开发区供电中心","供电服务一班","高新区","/","10kV新城子变电站529新龙二线",7735.9,0,"2025年9月"]
[32,"唐山供电公司","高新技术产业开发区供电中心","供电服务一班","高新区","/","10kV新城子变电站528新呈二线",8222.5,0,"2025年9月"]
[33,"唐山供电公司","高新技术产业开发区供电中心","供电服务一班","高新区","/","10kV新城子变电站527净水厂",8973,0,"2025年9月"]
[34,"唐山供电公司","高新技术产业开发区供电中心","供电服务一班","高新区","/","10kV新城子变电站526华电线",7759.6,0,"2025年9月"]
[35,"唐山供电公司","高新技术产业开发区供电中心","供电服务一班","高新区","/","10kV新城子变电站525新钢线",9067.8,0,"2025年9月"]
[36,"唐山供电公司","高新技术产业开发区供电中心","供电服务一班","高新区","/","10kV新城子变电站524新四线",8485.4,0,"2025年9月"]
[37,"唐山供电公司","高新技术产业开发区供电中心","供电服务一班","高新区","/","10kV新城子变电站523新三线",6832.8,200,"2025年9月"]
[38,"唐山供电公司","高新技术产业开发区供电中心","供电服务一班","高新区","/","10kV新城子变电站522新盛线",8892.6,0,"2025年9月"]
[39,"唐山供电公司","高新技术产业开发区供电中心","供电服务一班","高新区","/","10kV新城子变电站521新科线",10215.3,300,"2025年9月"]
[40,"唐山供电公司","高新技术产业开发区供电中心","供电服务一班","高新区","/","10kV新城子变电站517新龙一线",9210.3,0,"2025年9月"]
[41,"唐山供电公司","高新技术产业开发区供电中心","供电服务一班","高新区","/","10KV新城子变电站516新呈一线",9814.2,0,"2025年9月"]
[42,"唐山供电公司","高新技术产业开发区供电中心","供电服务一班","高新区","/","10kV新城子变电站515新五线",8572,0,"2025年9月"]
[43,"唐山供电公司","高新技术产业开发区供电中心","供电服务一班","高新区","/","10kV新城子变电站514新建线",9602.9,0,"2025年9月"]
[44,"唐山供电公司","高新技术产业开发区供电中心","供电服务一班","高新区","/","10kV新城子变电站513新贾线",8545.2,0,"2025年9月"]
[45,"唐山供电公司","高新技术产业开发区供电中心","供电服务一班","高新区","/","10kV新城子变电站512新北线",8230.7,0,"2025年9月"]
[46,"唐山供电公司","高新技术产业开发区供电中心","供电服务一班","高新区","/","10kV新城子变电站511新1线",8587.4,0,"2025年9月"]
[47,"唐山供电公司","高新技术产业开发区供电中心","供电服务一班","高新区","/","10kV北环变电站553北悦二线",7861.8,0,"2025年9月"]
[48,"唐山供电公司","高新技术产业开发区供电中心","供电服务一班","高新区","/","10kV北环变电站552北文二线",8786.6,0,"2025年9月"]
[49,"唐山供电公司","高新技术产业开发区供电中心","供电服务一班","高新区","/","10kV北环变电站551北御二线",8337.4,0,"2025年9月"]
[50,"唐山供电公司","高新技术产业开发区供电中心","供电服务一班","高新区","/","10kV北环变电站543北悦一线",7973.9,0,"2025年9月"]
[51,"唐山供电公司","高新技术产业开发区供电中心","供电服务一班","高新区","/","10kV北环变电站542北文一线",10220.4,0,"2025年9月"]
[52,"唐山供电公司","高新技术产业开发区供电中心","供电服务一班","高新区","/","10kV北环变电站541北御一线",8332.9,0,"2025年9月"]
[53,"唐山供电公司","高新技术产业开发区供电中心","供电服务一班","高新区","/","10kV北环变电站529北清二线",8632.6,0,"2025年9月"]
[54,"唐山供电公司","高新技术产业开发区供电中心","供电服务一班","高新区","/","10kV北环变电站528北星二线",9190.5,0,"2025年9月"]
[55,"唐山供电公司","高新技术产业开发区供电中心","供电服务一班","高新区","/","10kV北环变电站527北裕线",10258.8,0,"2025年9月"]
[56,"唐山供电公司","高新技术产业开发区供电中心","供电服务一班","高新区","/","10kV北环变电站526北唐二线",8832,0,"2025年9月"]
[57,"唐山供电公司","高新技术产业开发区供电中心","供电服务一班","高新区","/","10kV北环变电站524北国二线",8361.1,0,"2025年9月"]
[58,"唐山供电公司","高新技术产业开发区供电中心","供电服务一班","高新区","/","10kV北环变电站523北首线",9993.3,0,"2025年9月"]
[59,"唐山供电公司","高新技术产业开发区供电中心","供电服务一班","高新区","/","10kV北环变电站522北凤线",9810.2,0,"2025年9月"]
[60,"唐山供电公司","高新技术产业开发区供电中心","供电服务一班","高新区","/","10kV北环变电站519北清一线",9204.5,0,"2025年9月"]
[61,"唐山供电公司","高新技术产业开发区供电中心","供电服务一班","高新区","/","10kV北环变电站518北星一线",8444.9,0,"2025年9月"]
[62,"唐山供电公司","高新技术产业开发区供电中心","供电服务一班","高新区","/","10kV北环变电站517北港线",9564.3,0,"2025年9月"]
[63,"唐山供电公司","高新技术产业开发区供电中心","供电服务一班","高新区","/","10kV北环变电站516北吾线",8131.6,0,"2025年9月"]
[64,"唐山供电公司","高新技术产业开发区供电中心","供电服务一班","高新区","/","10kV北环变电站514北金一线",8549.5,0,"2025年9月"]
[65,"唐山供电公司","高新技术产业开发区供电中心","供电服务一班","高新区","/","10kV北环变电站513北友线",11455,0,"2025年9月"]
[66,"唐山供电公司","高新技术产业开发区供电中心","供电服务一班","高新区","/","10KV北环变电站512北国一线",8392.6,0,"2025年9月"]
[67,"唐山供电公司","高新技术产业开发区供电中心","营业三班","老庄子","/","10kV韩庄子线老庄子522",6919.2,0,"2025年9月"]
[68,"唐山供电公司","高新技术产业开发区供电中心","营业三班","老庄子","/","10kV李官屯线老庄子512",3354.8,0,"2025年9月"]
[69,"唐山供电公司","高新技术产业开发区供电中心","营业三班","老庄子","/","10kV前冯各庄线老庄子521",10041.2,0,"2025年9月"]
[70,"唐山供电公司","高新技术产业开发区供电中心","营业三班","老庄子","/","10kV瓦房庄线老庄子513",3661,0,"2025年9月"]
[71,"唐山供电公司","高新技术产业开发区供电中心","营业三班","老庄子","/","10kV小城子线老庄子511",4672.4,0,"2025年9月"]
[72,"唐山供电公司","高新技术产业开发区供电中心","营业三班","老庄子","/","10kV詹官屯线老庄子523",9938,0,"2025年9月"]
[73,"唐山供电公司","高新技术产业开发区供电中心","营业三班","三女河","/","10kV白沫子线三女河521",0,0,"2025年9月"]
[74,"唐山供电公司","高新技术产业开发区供电中心","营业三班","三女河","/","10kV高庄子线三女河522",0,0,"2025年9月"]
[75,"唐山供电公司","高新技术产业开发区供电中心","营业三班","三女河","/","10kV毛家坨线三女河523",0,0,"2025年9月"]
[76,"唐山供电公司","高新技术产业开发区供电中心","营业三班","三女河","/","10kV三女河变电站511三飞线",0,0,"2025年9月"]
[77,"唐山供电公司","高新技术产业开发区供电中心","营业三班","三女河","/","10kV三女河变电站526机场线",0,0,"2025年9月"]
[78,"唐山供电公司","高新技术产业开发区供电中心","营业三班","三女河","/","10kV三幼线三女河513",0,0,"2025年9月"]
[79,"唐山供电公司","高新技术产业开发区供电中心","营业三班","三女河","/","10kV正大线三女河525",0,0,"2025年9月"]