{"text_format":"3","workbook":"xlsx","n_sheets":1,"sheets":["导入模板下载"],"not_rendered":{"images":1,"defined_names":1},"read":"whole","date_system":"1900"}

{"sheet":"导入模板下载","index":0,"n_rows":682,"n_cols":12,"rows_kept":682,"merged":[[0,2,0,8]]}
[null,null,"高新区供电中心分布式光伏可开放容量公示（2025年第3季度）"]
["序号","市公司","县公司","供电所","乡、镇（街道）","村","台区编号","变压器（台区）名称","可开放容量（千瓦-当季报备）","已受理(含登记排队)容量(千瓦)","维护人","维护时间"]
[1,"唐山供电公司","高新技术产业开发区供电中心","营业四班（计量班）（高新）","三女河办事处","崔家屯村","0103484261","10kV三幼线三女河513崔东南支#71崔家屯村综合7变压器","40.72","0.0","冯旭","2025年7月"]
[2,"唐山供电公司","高新技术产业开发区供电中心","营业四班（计量班）（高新）","三女河办事处","毛家坨四村","0103544472","10kV正大线三女河525毛四街内支#5毛四村2综合配电变压器","14.67","0.0","冯旭","2025年7月"]
[3,"唐山供电公司","高新技术产业开发区供电中心","营业四班（计量班）（高新）","庆北办事处","詹官屯村","0103547692","电网_新10kV詹官屯线老庄子523#57詹官屯村2综合配电变压器","0.00","0.0","冯旭","2025年7月"]
[4,"唐山供电公司","高新技术产业开发区供电中心","营业四班（计量班）（高新）","庆北办事处","詹官屯村","0103547693","新10kV詹官屯线老庄子523#56詹官屯村1综合配电变压器","125.31","0.0","冯旭","2025年7月"]
[5,"唐山供电公司","高新技术产业开发区供电中心","营业四班（计量班）（高新）","老庄子镇","夏屋村","0103547694","电网_新10kV瓦房庄线老庄子513夏支#30夏屋村3综合配电变压器","176.95","0.0","冯旭","2025年7月"]
[6,"唐山供电公司","高新技术产业开发区供电中心","营业四班（计量班）（高新）","老庄子镇","南王庄村","0103548091","新10kV前冯各庄线老庄子521王街内支#27南王庄村2综合配电变压器","97.16","0.0","冯旭","2025年7月"]
[7,"唐山供电公司","高新技术产业开发区供电中心","营业四班（计量班）（高新）","老庄子镇","老庄子村","0103548092","新10kV前冯各庄线老庄子521#13老庄子村3综合配电变压器","6.36","136.3","冯旭","2025年7月"]
[8,"唐山供电公司","高新技术产业开发区供电中心","营业四班（计量班）（高新）","老庄子镇","党家庄村","0103548093","新10kV瓦房庄线老庄子513党街内支#9党家庄村4综合配电变压器","1.85","121.38","冯旭","2025年7月"]
[9,"唐山供电公司","高新技术产业开发区供电中心","营业四班（计量班）（高新）","庆北办事处","詹官屯村","0103548094","电网_新10kV詹官屯线老庄子523#50詹官屯村3综合配电变压器","12.21","0.0","冯旭","2025年7月"]
[10,"唐山供电公司","高新技术产业开发区供电中心","营业四班（计量班）（高新）","三女河办事处","三女河村","0103548095","电网_新10kV高庄子线三女河522三街内支#7三女河村3综合配电变压器","7.27","39.76","冯旭","2025年7月"]
[11,"唐山供电公司","高新技术产业开发区供电中心","营业四班（计量班）（高新）","老庄子镇","老庄子村","0103551092","电网_10kV前冯各庄线老庄子521老街内支#11老庄子村8综合配电变压器","0.00","319.0","冯旭","2025年7月"]
[12,"唐山供电公司","高新技术产业开发区供电中心","营业二班（计量班）（高新）","高新区街道办事处","星河湾社区","0103643519","星河湾A区1#配电室502配电变压器","800.00","0.0","马倩","2025年7月"]
[13,"唐山供电公司","高新技术产业开发区供电中心","营业二班（计量班）（高新）","高新区街道办事处","星河湾社区","0103643754","星河湾B区配电室503配电变压器","640.00","0.0","马倩","2025年7月"]
[14,"唐山供电公司","高新技术产业开发区供电中心","营业二班（计量班）（高新）","高新区街道办事处","星河湾社区","0103643755","星河湾B区配电室502配电变压器","640.00","0.0","马倩","2025年7月"]
[15,"唐山供电公司","高新技术产业开发区供电中心","营业二班（计量班）（高新）","高新区街道办事处","星河湾社区","0103643756","星河湾B区配电室501配电变压器","640.00","0.0","马倩","2025年7月"]
[16,"唐山供电公司","高新技术产业开发区供电中心","营业二班（计量班）（高新）","高新区街道办事处","星河湾社区","0103643757","星河湾B区配电室504配电变压器","640.00","0.0","马倩","2025年7月"]
[17,"唐山供电公司","高新技术产业开发区供电中心","营业二班（计量班）（高新）","高新区街道办事处","星河湾社区","0103643956","星河湾D区配电室501配电变压器","640.00","0.0","马倩","2025年7月"]
[18,"唐山供电公司","高新技术产业开发区供电中心","营业二班（计量班）（高新）","高新区街道办事处","星河湾社区","0103643957","星河湾D区配电室503配电变压器","640.00","0.0","马倩","2025年7月"]
[19,"唐山供电公司","高新技术产业开发区供电中心","营业二班（计量班）（高新）","高新区街道办事处","星河湾社区","0103643958","星河湾D区配电室504配电变压器","640.00","0.0","马倩","2025年7月"]
[20,"唐山供电公司","高新技术产业开发区供电中心","营业二班（计量班）（高新）","高新区街道办事处","星河湾社区","0103643959","星河湾D区配电室502配电变压器","640.00","0.0","马倩","2025年7月"]
[21,"唐山供电公司","高新技术产业开发区供电中心","营业二班（计量班）（高新）","高新区街道办事处","润唐城社区","0103649098","电网_万科未来城一期2号配电室503配电变压器","800.00","0.0","马倩","2025年7月"]
[22,"唐山供电公司","高新技术产业开发区供电中心","营业二班（计量班）（高新）","高新区街道办事处","润唐城社区","0103649099","电网_万科未来城一期2号配电室501配电变压器","800.00","0.0","马倩","2025年7月"]
[23,"唐山供电公司","高新技术产业开发区供电中心","营业二班（计量班）（高新）","高新区街道办事处","润唐城社区","0103649135","电网_万科未来城一期2号配电室504配电变压器","800.00","0.0","马倩","2025年7月"]
[24,"唐山供电公司","高新技术产业开发区供电中心","营业二班（计量班）（高新）","高新区街道办事处","润唐城社区","0103649136","电网_万科未来城一期2号配电室502配电变压器","800.00","0.0","马倩","2025年7月"]
[25,"唐山供电公司","高新技术产业开发区供电中心","营业四班（计量班）（高新）","三女河办事处","韩家街村","0103658707","电网_10kV高庄子线三女河522韩东支#4韩家街村1综合配电变压器.","35.98","0.0","冯旭","2025年7月"]
[26,"唐山供电公司","高新技术产业开发区供电中心","营业四班（计量班）（高新）","三女河办事处","韩家街村","0103658722","10kV高庄子线三女河522韩东支#11韩家街村2综合配电变压器.","2.26","133.48","冯旭","2025年7月"]
[27,"唐山供电公司","高新技术产业开发区供电中心","营业四班（计量班）（高新）","三女河办事处","韩家街村","0103658723","电网_10kV高庄子线三女河522韩西街内支#7韩家街村4综合配电变压器.","2.01","142.0","冯旭","2025年7月"]
[28,"唐山供电公司","高新技术产业开发区供电中心","营业四班（计量班）（高新）","三女河办事处","方子里村","0103658724","电网_10kV高庄子线三女河522方西街内支#2方子里村2综合配电变压器.","103.96","15.62","冯旭","2025年7月"]
[29,"唐山供电公司","高新技术产业开发区供电中心","营业四班（计量班）（高新）","三女河办事处","方子里村","0103658725","电网_10kV高庄子线三女河522方东街内支#5方子里村1综合配电变压器.","0.00","0.0","冯旭","2025年7月"]
[30,"唐山供电公司","高新技术产业开发区供电中心","营业四班（计量班）（高新）","三女河办事处","方子里村","0103658726","电网_10kV高庄子线三女河522方西街内支#4方子里村3综合配电变压器.","48.00","0.0","冯旭","2025年7月"]
[31,"唐山供电公司","高新技术产业开发区供电中心","营业四班（计量班）（高新）","三女河办事处","韩家街村","0103658727","电网_10kV高庄子线三女河522韩家街内支#4韩家街村5综合配电变压器.","31.83","0.0","冯旭","2025年7月"]
[32,"唐山供电公司","高新技术产业开发区供电中心","营业四班（计量班）（高新）","三女河办事处","方子里村","0103658728","电网_10kV高庄子线三女河522方街内支#1方子里村4综合配电变压器.","73.93","22.72","冯旭","2025年7月"]
[33,"唐山供电公司","高新技术产业开发区供电中心","营业四班（计量班）（高新）","三女河办事处","韩家街村","0103658729","电网_10kV高庄子线三女河522韩西街内支#4韩家街村3综合配电变压器.","133.62","28.4","冯旭","2025年7月"]
[34,"唐山供电公司","高新技术产业开发区供电中心","营业四班（计量班）（高新）","三女河办事处","毛家坨三村","0103659258","电网_10kV正大线三女河525毛三东街内支#15毛三村2综合配电变压器.","212.10","0.0","冯旭","2025年7月"]
[35,"唐山供电公司","高新技术产业开发区供电中心","营业四班（计量班）（高新）","三女河办事处","毛家坨三村","0103659259","电网_10kV正大线三女河525毛三西街内支#8毛三村5综合配电变压器.","115.91","88.95","冯旭","2025年7月"]
[36,"唐山供电公司","高新技术产业开发区供电中心","营业四班（计量班）（高新）","三女河办事处","毛家坨三村","0103659260","电网_10kV正大线三女河525毛三东街内支#9毛三村1综合配电变压器.","64.17","0.0","冯旭","2025年7月"]
[37,"唐山供电公司","高新技术产业开发区供电中心","营业四班（计量班）（高新）","三女河办事处","毛家坨三村","0103659261","电网_10kV正大线三女河525毛三西街内支#4毛三村3综合配电变压器.","161.18","41.89","冯旭","2025年7月"]
[38,"唐山供电公司","高新技术产业开发区供电中心","营业四班（计量班）（高新）","三女河办事处","毛家坨三村","0103659262","电网_10kV正大线三女河525毛三西街内支#6毛三村4综合配电变压器.","154.50","99.45","冯旭","2025年7月"]
[39,"唐山供电公司","高新技术产业开发区供电中心","营业四班（计量班）（高新）","三女河办事处","姚家庄村","0103659314","电网_10kV正大线三女河525姚支#20姚家庄村5综合配电变压器.","160.44","0.0","冯旭","2025年7月"]
[40,"唐山供电公司","高新技术产业开发区供电中心","营业四班（计量班）（高新）","三女河办事处","姚家庄村","0103659348","电网_10kV正大线三女河525姚支#4姚家庄村1综合配电变压器.","2.78","0.0","冯旭","2025年7月"]
[41,"唐山供电公司","高新技术产业开发区供电中心","营业四班（计量班）（高新）","三女河办事处","姚家庄村","0103659349","电网_10kV正大线三女河525姚支#12姚家庄村2综合配电变压器.","1.57","0.0","冯旭","2025年7月"]
[42,"唐山供电公司","高新技术产业开发区供电中心","营业四班（计量班）（高新）","三女河办事处","姚家庄村","0103659350","电网_10kV正大线三女河525姚支#17姚家庄村3综合配电变压器.","223.90","0.0","冯旭","2025年7月"]
[43,"唐山供电公司","高新技术产业开发区供电中心","营业四班（计量班）（高新）","三女河办事处","姚家庄村","0103659355","电网_10kV正大线三女河525姚支2分支#10姚家庄村7综合配电变压器.","85.28","0.0","冯旭","2025年7月"]
[44,"唐山供电公司","高新技术产业开发区供电中心","营业二班（计量班）（高新）","高新区街道办事处","润唐城社区","0103662143","电网_万科未来城回迁区充电桩配电室502配电变压器","800.00","0.0","马倩","2025年7月"]
[45,"唐山供电公司","高新技术产业开发区供电中心","营业二班（计量班）（高新）","高新区街道办事处","润唐城社区","0103662144","电网_万科未来城一期3号配电室503配电变压器","800.00","0.0","马倩","2025年7月"]
[46,"唐山供电公司","高新技术产业开发区供电中心","营业二班（计量班）（高新）","高新区街道办事处","润唐城社区","0103662145","电网_万科未来城一期4号配电室501配电变压器","800.00","0.0","马倩","2025年7月"]
[47,"唐山供电公司","高新技术产业开发区供电中心","营业二班（计量班）（高新）","高新区街道办事处","润唐城社区","0103662146","电网_万科未来城一期充电桩配电室501配电变压器","800.00","0.0","马倩","2025年7月"]
[48,"唐山供电公司","高新技术产业开发区供电中心","营业二班（计量班）（高新）","高新区街道办事处","润唐城社区","0103662147","电网_万科未来城一期3号配电室501配电变压器","800.00","0.0","马倩","2025年7月"]
[49,"唐山供电公司","高新技术产业开发区供电中心","营业二班（计量班）（高新）","高新区街道办事处","润唐城社区","0103662148","电网_万科未来城一期4号配电室502配电变压器","800.00","0.0","马倩","2025年7月"]
[50,"唐山供电公司","高新技术产业开发区供电中心","营业二班（计量班）（高新）","高新区街道办事处","润唐城社区","0103662149","电网_万科未来城一期3号配电室504配电变压器","800.00","0.0","马倩","2025年7月"]
[51,"唐山供电公司","高新技术产业开发区供电中心","营业二班（计量班）（高新）","高新区街道办事处","润唐城社区","0103662150","电网_万科未来城一期充电桩配电室502配电变压器","800.00","0.0","马倩","2025年7月"]
[52,"唐山供电公司","高新技术产业开发区供电中心","营业二班（计量班）（高新）","高新区街道办事处","润唐城社区","0103662151","电网_万科未来城回迁区充电桩配电室501配电变压器","800.00","0.0","马倩","2025年7月"]
[53,"唐山供电公司","高新技术产业开发区供电中心","营业二班（计量班）（高新）","高新区街道办事处","润唐城社区","0103662152","电网_万科未来城一期3号配电室502配电变压器","800.00","0.0","马倩","2025年7月"]
[54,"唐山供电公司","高新技术产业开发区供电中心","营业二班（计量班）（高新）","高新区街道办事处","润唐城社区","0103662163","电网_万科未来城一期1号配电室501配电变压器","800.00","0.0","马倩","2025年7月"]
[55,"唐山供电公司","高新技术产业开发区供电中心","营业二班（计量班）（高新）","高新区街道办事处","润唐城社区","0103662164","电网_万科未来城一期1号配电室502配电变压器","800.00","0.0","马倩","2025年7月"]
[56,"唐山供电公司","高新技术产业开发区供电中心","营业四班（计量班）（高新）","老庄子镇","小城子村","0103664917","电网_10kV瓦房庄线老庄子513小北支#3小城子村4综合配电变压器","320.00","0.0","冯旭","2025年7月"]
[57,"唐山供电公司","高新技术产业开发区供电中心","营业四班（计量班）（高新）","老庄子镇","小城子村","0103664918","电网_10kV瓦房庄线老庄子513小北支#3小城子村5综合配电变压器","320.00","0.0","冯旭","2025年7月"]
[58,"唐山供电公司","高新技术产业开发区供电中心","营业二班（计量班）（高新）","高新区街道办事处","吉庆里社区","0103665851","电网_河北路房管所西箱变501配电变压器","160.00","0.0","马倩","2025年7月"]
[59,"唐山供电公司","高新技术产业开发区供电中心","营业二班（计量班）（高新）","高新区街道办事处","吉庆里社区","0103665863","电网_河北路房管所东箱变501配电变压器","640.00","0.0","马倩","2025年7月"]
[60,"唐山供电公司","高新技术产业开发区供电中心","营业四班（计量班）（高新）","老庄子镇","瓦房庄村","0103668517","10kV瓦房庄线老庄子513瓦街东支#6+1瓦房庄村11综合配电变压器","0.00","0.0","冯旭","2025年7月"]
[61,"唐山供电公司","高新技术产业开发区供电中心","营业四班（计量班）（高新）","老庄子镇","瓦房庄村","0103668518","10kV瓦房庄线老庄子513瓦南街内支#6瓦房庄村12综合配电变压器","196.80","0.0","冯旭","2025年7月"]
[62,"唐山供电公司","高新技术产业开发区供电中心","营业四班（计量班）（高新）","老庄子镇","党家庄村","0103668519","10kV瓦房庄线老庄子513党街内支#10党家庄村8综合配电变压器","1.13","0.0","冯旭","2025年7月"]
[63,"唐山供电公司","高新技术产业开发区供电中心","营业四班（计量班）（高新）","三女河办事处","陈庄子村","0103672402","电网_10kV高庄子线三女河522陈支#47陈庄子村4综合配电变压器","91.46","0.0","冯旭","2025年7月"]
[64,"唐山供电公司","高新技术产业开发区供电中心","营业四班（计量班）（高新）","三女河办事处","陈庄子村","0103672422","电网_10kV高庄子线三女河522陈支#39陈庄子村3综合配电变压器","0.00","0.0","冯旭","2025年7月"]
[65,"唐山供电公司","高新技术产业开发区供电中心","营业二班（计量班）（高新）","高新区街道办事处","富华东里世纪龙庭社区","0103680450","电网_世纪龙庭东区C4-1号配电室501配电变压器","1000.00","0.0","马倩","2025年7月"]
[66,"唐山供电公司","高新技术产业开发区供电中心","营业二班（计量班）（高新）","高新区街道办事处","富华东里世纪龙庭社区","0103680451","电网_世纪龙庭东区C4-1号配电室504配电变压器","1000.00","0.0","马倩","2025年7月"]
[67,"唐山供电公司","高新技术产业开发区供电中心","营业二班（计量班）（高新）","高新区街道办事处","富华东里世纪龙庭社区","0103680452","电网_世纪龙庭东区C1-1号配电室502配电变压器","1000.00","0.0","马倩","2025年7月"]
[68,"唐山供电公司","高新技术产业开发区供电中心","营业二班（计量班）（高新）","高新区街道办事处","富华东里世纪龙庭社区","0103680453","电网_世纪龙庭东区C1-1号配电室503配电变压器","640.00","0.0","马倩","2025年7月"]
[69,"唐山供电公司","高新技术产业开发区供电中心","营业二班（计量班）（高新）","高新区街道办事处","润唐城社区","0103681737","电网_万科未来城二期2号配电室502配电变压器","800.00","0.0","马倩","2025年7月"]
[70,"唐山供电公司","高新技术产业开发区供电中心","营业二班（计量班）（高新）","高新区街道办事处","润唐城社区","0103681738","电网_万科未来城二期4号配电室501配电变压器","640.00","0.0","马倩","2025年7月"]
[71,"唐山供电公司","高新技术产业开发区供电中心","营业二班（计量班）（高新）","高新区街道办事处","润唐城社区","0103681739","电网_万科未来城二期2号配电室501配电变压器","800.00","0.0","马倩","2025年7月"]
[72,"唐山供电公司","高新技术产业开发区供电中心","营业二班（计量班）（高新）","高新区街道办事处","润唐城社区","0103681740","电网_万科未来城二期3号配电室504配电变压器","640.00","0.0","马倩","2025年7月"]
[73,"唐山供电公司","高新技术产业开发区供电中心","营业二班（计量班）（高新）","高新区街道办事处","润唐城社区","0103681741","电网_万科未来城二期1号配电室501配电变压器","640.00","0.0","马倩","2025年7月"]
[74,"唐山供电公司","高新技术产业开发区供电中心","营业二班（计量班）（高新）","高新区街道办事处","润唐城社区","0103681742","电网_万科未来城二期3号配电室501配电变压器","640.00","0.0","马倩","2025年7月"]
[75,"唐山供电公司","高新技术产业开发区供电中心","营业二班（计量班）（高新）","高新区街道办事处","润唐城社区","0103681743","电网_万科未来城二期3号配电室502配电变压器","640.00","0.0","马倩","2025年7月"]
[76,"唐山供电公司","高新技术产业开发区供电中心","营业二班（计量班）（高新）","高新区街道办事处","润唐城社区","0103681744","电网_万科未来城二期2号配电室503配电变压器","640.00","0.0","马倩","2025年7月"]
[77,"唐山供电公司","高新技术产业开发区供电中心","营业二班（计量班）（高新）","高新区街道办事处","润唐城社区","0103681745","电网_万科未来城二期1号配电室504配电变压器","640.00","0.0","马倩","2025年7月"]
[78,"唐山供电公司","高新技术产业开发区供电中心","营业二班（计量班）（高新）","高新区街道办事处","润唐城社区","0103681746","电网_万科未来城二期4号配电室502配电变压器","640.00","0.0","马倩","2025年7月"]
[79,"唐山供电公司","高新技术产业开发区供电中心","营业二班（计量班）（高新）","高新区街道办事处","润唐城社区","0103681747","电网_万科未来城二期1号配电室502配电变压器","640.00","0.0","马倩","2025年7月"]
[80,"唐山供电公司","高新技术产业开发区供电中心","营业二班（计量班）（高新）","庆北办事处","前白寺口村","1102005625","电网_10kV高新区变电站521高新东线新开道东环网柜525-8号杆柱上变","0.00","0.0","马倩","2025年7月"]
[81,"唐山供电公司","高新技术产业开发区供电中心","营业二班（计量班）（高新）","高新区街道办事处","金色锦城社区","1102023526","电网_金色锦城1#箱变1号变压器","800.00","0.0","马倩","2025年7月"]
[82,"唐山供电公司","高新技术产业开发区供电中心","营业二班（计量班）（高新）","高新区街道办事处","金色锦城社区","1102023527","电网_金色锦城2#箱变1号变压器","800.00","0.0","马倩","2025年7月"]
[83,"唐山供电公司","高新技术产业开发区供电中心","营业二班（计量班）（高新）","高新区街道办事处","昌隆金色华尔兹社区","1102024006","电网_昌隆地下配电室1号变压器","800.00","0.0","马倩","2025年7月"]
[84,"唐山供电公司","高新技术产业开发区供电中心","营业二班（计量班）（高新）","高新区街道办事处","昌隆金色华尔兹社区","1102024393","电网_昌隆地下配电室2号变压器","800.00","0.0","马倩","2025年7月"]
[85,"唐山供电公司","高新技术产业开发区供电中心","营业二班（计量班）（高新）","高新区街道办事处","龙源新居社区","1102027131","电网_龙源新居配电室2号变压器","1000.00","0.0","马倩","2025年7月"]
[86,"唐山供电公司","高新技术产业开发区供电中心","营业二班（计量班）（高新）","高新区街道办事处","龙悦新居社区","1102027133","电网_龙悦新居1号箱变501变压器","1000.00","0.0","马倩","2025年7月"]
[87,"唐山供电公司","高新技术产业开发区供电中心","营业二班（计量班）（高新）","高新区街道办事处","龙悦新居社区","1102027134","电网_龙悦2#箱变配电变压器","504.00","0.0","马倩","2025年7月"]
[88,"唐山供电公司","高新技术产业开发区供电中心","营业二班（计量班）（高新）","高新区街道办事处","龙悦新居社区","1102027144","电网_龙悦新居2号箱变501变压器","1000.00","0.0","马倩","2025年7月"]
[89,"唐山供电公司","高新技术产业开发区供电中心","营业二班（计量班）（高新）","高新区街道办事处","都市花园社区","1102027157","都市花园1#箱变1#变压器","800.00","0.0","马倩","2025年7月"]
[90,"唐山供电公司","高新技术产业开发区供电中心","营业二班（计量班）（高新）","高新区街道办事处","都市花园社区","1102027159","都市花园3#箱变1号变压器","800.00","0.0","马倩","2025年7月"]
[91,"唐山供电公司","高新技术产业开发区供电中心","营业二班（计量班）（高新）","高新区街道办事处","都市花园社区","1102027162","电网_都市花园5#箱变1号变压器","640.00","0.0","马倩","2025年7月"]
[92,"唐山供电公司","高新技术产业开发区供电中心","营业二班（计量班）（高新）","高新区街道办事处","惠安社区","1102027163","惠安西箱变1号变压器","640.00","0.0","马倩","2025年7月"]
[93,"唐山供电公司","高新技术产业开发区供电中心","营业二班（计量班）（高新）","高新区街道办事处","龙泽北路社区","1102027164","电网_10龙王庙521线21西分1#柱上变","252.00","0.0","马倩","2025年7月"]
[94,"唐山供电公司","高新技术产业开发区供电中心","营业二班（计量班）（高新）","高新区街道办事处","龙泉西里社区","1102027166","电网_龙泉西里东配电室502变压器","640.00","0.0","马倩","2025年7月"]
[95,"唐山供电公司","高新技术产业开发区供电中心","营业二班（计量班）（高新）","高新区街道办事处","龙泉西里社区","1102027167","电网_龙泉西里1号配电室1号变压器","800.00","0.0","马倩","2025年7月"]
[96,"唐山供电公司","高新技术产业开发区供电中心","营业二班（计量班）（高新）","高新区街道办事处","龙泉西里社区","1102027168","电网_龙泉西里西配电室2号变压器","800.00","0.0","马倩","2025年7月"]
[97,"唐山供电公司","高新技术产业开发区供电中心","营业二班（计量班）（高新）","高新区街道办事处","惠安社区","1102027169","电网_惠安1号配电室501变压器","504.00","0.0","马倩","2025年7月"]
[98,"唐山供电公司","高新技术产业开发区供电中心","营业二班（计量班）（高新）","高新区街道办事处","惠安社区","1102027170","电网_惠安1号配电室502变压器","504.00","0.0","马倩","2025年7月"]
[99,"唐山供电公司","高新技术产业开发区供电中心","营业二班（计量班）（高新）","高新区街道办事处","惠安社区","1102027173","电网_惠安2号配电室1号配电变压器","504.00","0.0","马倩","2025年7月"]
[100,"唐山供电公司","高新技术产业开发区供电中心","营业二班（计量班）（高新）","高新区街道办事处","惠安社区","1102027174","电网_惠安2号配电室2号配电变压器","504.00","0.0","马倩","2025年7月"]
[101,"唐山供电公司","高新技术产业开发区供电中心","营业二班（计量班）（高新）","高新区街道办事处","世纪花园社区","1102027175","电网_东方地下配电室2号变压器","1000.00","0.0","马倩","2025年7月"]
[102,"唐山供电公司","高新技术产业开发区供电中心","营业二班（计量班）（高新）","高新区街道办事处","世纪花园社区","1102027176","电网_东方地下配电室4号变压器","1000.00","0.0","马倩","2025年7月"]
[103,"唐山供电公司","高新技术产业开发区供电中心","营业二班（计量班）（高新）","高新区街道办事处","世纪花园社区","1102027177","电网_东方地下配电室3号变压器","1000.00","0.0","马倩","2025年7月"]
[104,"唐山供电公司","高新技术产业开发区供电中心","营业二班（计量班）（高新）","高新区街道办事处","世纪花园社区","1102027178","电网_东方地下配电室1号变压器","1000.00","0.0","马倩","2025年7月"]
[105,"唐山供电公司","高新技术产业开发区供电中心","营业二班（计量班）（高新）","高新区街道办事处","宏扬花园社区","1102027198","电网_10kV新变514新建线师范北环网柜1#/柱上变","160.00","0.0","马倩","2025年7月"]
[106,"唐山供电公司","高新技术产业开发区供电中心","营业二班（计量班）（高新）","高新区街道办事处","东方花苑社区","1102027204","电网_东方花苑配电室502变压器","640.00","0.0","马倩","2025年7月"]
[107,"唐山供电公司","高新技术产业开发区供电中心","营业二班（计量班）（高新）","高新区街道办事处","东方花苑社区","1102027206","电网_东方花苑配电室501变压器","640.00","0.0","马倩","2025年7月"]
[108,"唐山供电公司","高新技术产业开发区供电中心","营业二班（计量班）（高新）","高新区街道办事处","火炬路","1102027207","电网_开发区1号配电室1号变压器","800.00","0.0","马倩","2025年7月"]
[109,"唐山供电公司","高新技术产业开发区供电中心","营业二班（计量班）（高新）","高新区街道办事处","火炬路","1102027208","电网_开发区1号配电室2号变压器","800.00","0.0","马倩","2025年7月"]
[110,"唐山供电公司","高新技术产业开发区供电中心","营业二班（计量班）（高新）","高新区街道办事处","火炬路","1102027209","电网_开发区2号配电室501变压器","800.00","0.0","马倩","2025年7月"]
[111,"唐山供电公司","高新技术产业开发区供电中心","营业二班（计量班）（高新）","高新区街道办事处","火炬路","1102027210","电网_开发区2号配电室502变压器","800.00","0.0","马倩","2025年7月"]
[112,"唐山供电公司","高新技术产业开发区供电中心","营业二班（计量班）（高新）","高新区街道办事处","昌隆","1102028404","电网_10kV新城子514昌隆环网柜513柱上变","40.00","0.0","马倩","2025年7月"]
[113,"唐山供电公司","高新技术产业开发区供电中心","营业二班（计量班）（高新）","高新区街道办事处","世纪龙庭社区","1102045655","电网_世纪龙庭A1配电室501变压器","800.00","0.0","马倩","2025年7月"]
[114,"唐山供电公司","高新技术产业开发区供电中心","营业二班（计量班）（高新）","高新区街道办事处","世纪龙庭社区","1102045656","电网_世纪龙庭A1配电室503配电变压器","1000.00","0.0","马倩","2025年7月"]
[115,"唐山供电公司","高新技术产业开发区供电中心","营业二班（计量班）（高新）","高新区街道办事处","世纪龙庭社区","1102045657","电网_世纪龙庭A1配电室502配电变压器","1000.00","0.0","马倩","2025年7月"]
[116,"唐山供电公司","高新技术产业开发区供电中心","营业二班（计量班）（高新）","高新区街道办事处","世纪龙庭社区","1102045658","电网_世纪龙庭A1配电室504配电变压器","800.00","0.0","马倩","2025年7月"]
[117,"唐山供电公司","高新技术产业开发区供电中心","营业二班（计量班）（高新）","高新区街道办事处","世纪龙庭社区","1102045659","电网_世纪龙庭A2配电室1号变压器","800.00","0.0","马倩","2025年7月"]
[118,"唐山供电公司","高新技术产业开发区供电中心","营业二班（计量班）（高新）","高新区街道办事处","世纪龙庭社区","1102045660","电网_世纪龙庭A2配电室3号变压器","800.00","0.0","马倩","2025年7月"]
[119,"唐山供电公司","高新技术产业开发区供电中心","营业二班（计量班）（高新）","高新区街道办事处","世纪龙庭社区","1102045661","电网_世纪龙庭A2配电室2号变压器","800.00","0.0","马倩","2025年7月"]
[120,"唐山供电公司","高新技术产业开发区供电中心","营业二班（计量班）（高新）","高新区街道办事处","世纪龙庭社区","1102045662","电网_世纪龙庭A2配电室4号变压器","800.00","0.0","马倩","2025年7月"]
[121,"唐山供电公司","高新技术产业开发区供电中心","营业二班（计量班）（高新）","高新区街道办事处","世纪龙庭社区","1102045663","电网_世纪龙庭A3配电室1号变压器","1000.00","0.0","马倩","2025年7月"]
[122,"唐山供电公司","高新技术产业开发区供电中心","营业二班（计量班）（高新）","高新区街道办事处","世纪龙庭社区","1102045664","电网_世纪龙庭A3配电室3号变压器","1000.00","0.0","马倩","2025年7月"]
[123,"唐山供电公司","高新技术产业开发区供电中心","营业二班（计量班）（高新）","高新区街道办事处","世纪龙庭社区","1102045665","电网_世纪龙庭A3配电室2号变压器","1000.00","0.0","马倩","2025年7月"]
[124,"唐山供电公司","高新技术产业开发区供电中心","营业二班（计量班）（高新）","高新区街道办事处","世纪龙庭社区","1102045666","电网_世纪龙庭A3配电室4号变压器","1000.00","0.0","马倩","2025年7月"]
[125,"唐山供电公司","高新技术产业开发区供电中心","营业二班（计量班）（高新）","高新区街道办事处","怡园社区","1102644621","电网_怡园箱变501变压器","400.00","0.0","马倩","2025年7月"]
[126,"唐山供电公司","高新技术产业开发区供电中心","营业二班（计量班）（高新）","高新区街道办事处","龙泉西里社区","1102646807","电网_龙泉西里东配电室501变压器","800.00","0.0","马倩","2025年7月"]
[127,"唐山供电公司","高新技术产业开发区供电中心","营业二班（计量班）（高新）","高新区街道办事处","现代花苑社区","1102649637","电网_现代花苑配电室1号变压器","640.00","0.0","马倩","2025年7月"]
[128,"唐山供电公司","高新技术产业开发区供电中心","营业二班（计量班）（高新）","高新区街道办事处","银隆社区","1102649638","电网_银龙配电室501变压器","504.00","0.0","马倩","2025年7月"]
[129,"唐山供电公司","高新技术产业开发区供电中心","营业二班（计量班）（高新）","高新区街道办事处","龙源新居社区","1102649698","电网_龙源新居配电室1号变压器","1000.00","0.0","马倩","2025年7月"]
[130,"唐山供电公司","高新技术产业开发区供电中心","营业二班（计量班）（高新）","高新区街道办事处","宏扬花园社区","1102725878","电网_宏扬花园1号箱变501变压器","800.00","0.0","马倩","2025年7月"]
[131,"唐山供电公司","高新技术产业开发区供电中心","营业二班（计量班）（高新）","高新区街道办事处","宏扬花园社区","1102725879","电网_宏扬花园2号箱变501变压器","640.00","0.0","马倩","2025年7月"]
[132,"唐山供电公司","高新技术产业开发区供电中心","营业二班（计量班）（高新）","高新区街道办事处","宏扬花园社区","1102725880","电网_宏扬花园3号箱变501变压器","800.00","0.0","马倩","2025年7月"]
[133,"唐山供电公司","高新技术产业开发区供电中心","营业二班（计量班）（高新）","高新区街道办事处","华宁景苑社区","1102725959","电网_华宁景苑2#箱变501变压器","640.00","0.0","马倩","2025年7月"]
[134,"唐山供电公司","高新技术产业开发区供电中心","营业二班（计量班）（高新）","高新区街道办事处","华宁景苑社区","1102725960","电网_华宁景苑3#箱变501变压器","640.00","0.0","马倩","2025年7月"]
[135,"唐山供电公司","高新技术产业开发区供电中心","营业二班（计量班）（高新）","高新区街道办事处","都市花园社区","1102726035","都市花园4#箱变1号变压器","640.00","0.0","马倩","2025年7月"]
[136,"唐山供电公司","高新技术产业开发区供电中心","营业二班（计量班）（高新）","高新区街道办事处","龙悦新居社区","1102726039","电网_龙悦1#箱变配电变压器","504.00","0.0","马倩","2025年7月"]
[137,"唐山供电公司","高新技术产业开发区供电中心","营业二班（计量班）（高新）","高新区街道办事处","都市花园社区","1102726054","电网_都市花园2#箱变1号变压器","400.00","0.0","马倩","2025年7月"]
[138,"唐山供电公司","高新技术产业开发区供电中心","营业四班（计量班）（高新）","三女河办事处","安家庄村","1102726766","10kV三幼线三女河513安街内支#1安家庄村1综合配电变压器","144.08","38.34","冯旭","2025年7月"]
[139,"唐山供电公司","高新技术产业开发区供电中心","营业四班（计量班）（高新）","三女河办事处","安家庄村","1102726767","10kV三幼线三女河513安支#21安家庄村2综合配电变压器","89.48","0.0","冯旭","2025年7月"]
[140,"唐山供电公司","高新技术产业开发区供电中心","营业四班（计量班）（高新）","三女河办事处","白树庄村","1102726770","10kV正大线三女河525范支#35白树庄村1综合配电变压器","123.25","0.0","冯旭","2025年7月"]
[141,"唐山供电公司","高新技术产业开发区供电中心","营业四班（计量班）（高新）","三女河办事处","白树庄村","1102726771","10kV正大线三女河525白街内支#10白树庄村2综合配电变压器","257.95","0.0","冯旭","2025年7月"]
[142,"唐山供电公司","高新技术产业开发区供电中心","营业四班（计量班）（高新）","三女河办事处","崔家屯村","1102726773","10kV三幼线三女河513崔东街内支#5崔家屯村5综合配电变压器","48.49","146.26","冯旭","2025年7月"]
[143,"唐山供电公司","高新技术产业开发区供电中心","营业四班（计量班）（高新）","三女河办事处","崔家屯村","1102726777","10kV三幼线三女河513崔安支#2崔家屯村4综合配电变压器","1.30","0.0","冯旭","2025年7月"]
[144,"唐山供电公司","高新技术产业开发区供电中心","营业四班（计量班）（高新）","三女河办事处","崔家屯村","1102726780","10kV三幼线三女河513崔街内支#9崔家屯村1综合配电变压器","9.64","0.0","冯旭","2025年7月"]
[145,"唐山供电公司","高新技术产业开发区供电中心","营业四班（计量班）（高新）","三女河办事处","崔家屯村","1102726781","10kV三幼线三女河513崔西街内支#8崔家屯村2综合配电变压器","42.34","0.0","冯旭","2025年7月"]
[146,"唐山供电公司","高新技术产业开发区供电中心","营业四班（计量班）（高新）","三女河办事处","范家坨村","1102726785","10kV正大线三女河525范街内支#1范家坨村3综合配电变压器","43.50","123.67","冯旭","2025年7月"]
[147,"唐山供电公司","高新技术产业开发区供电中心","营业四班（计量班）（高新）","三女河办事处","范家坨村","1102726786","10kV正大线三女河525范支#52范家坨村1综合配电变压器","122.98","25.56","冯旭","2025年7月"]
[148,"唐山供电公司","高新技术产业开发区供电中心","营业四班（计量班）（高新）","三女河办事处","范家坨村","1102726787","10kV正大线三女河525范支#56范家坨村2综合配电变压器","4.97","120.14","冯旭","2025年7月"]
[149,"唐山供电公司","高新技术产业开发区供电中心","营业四班（计量班）（高新）","三女河办事处","高庄子村","1102726791","10kV三幼线三女河513高街内支#5高庄子村1综合配电变压器","17.18","0.0","冯旭","2025年7月"]
[150,"唐山供电公司","高新技术产业开发区供电中心","营业四班（计量班）（高新）","三女河办事处","高庄子村","1102726792","10kV三幼线三女河513高北支#17高庄子村2综合配电变压器","68.25","0.0","冯旭","2025年7月"]
[151,"唐山供电公司","高新技术产业开发区供电中心","营业四班（计量班）（高新）","三女河办事处","黄花港村","1102726799","10kV毛家坨线三女河523黄西支#6黄花港村3综合配电变压器","28.44","24.14","冯旭","2025年7月"]
[152,"唐山供电公司","高新技术产业开发区供电中心","营业四班（计量班）（高新）","三女河办事处","毛家坨二村","1102726802","10kV正大线三女河525毛二东街内支#5毛二村2综合配电变压器","36.57","0.0","冯旭","2025年7月"]
[153,"唐山供电公司","高新技术产业开发区供电中心","营业四班（计量班）（高新）","三女河办事处","毛家坨二村","1102726803","10kV正大线三女河525毛二西街内支#9毛二村1综合配电变压器","177.35","0.0","冯旭","2025年7月"]
[154,"唐山供电公司","高新技术产业开发区供电中心","营业四班（计量班）（高新）","三女河办事处","毛家坨四村","1102726811","10kV正大线三女河525毛四支#10毛四村1综合配电变压器","107.34","36.92","冯旭","2025年7月"]
[155,"唐山供电公司","高新技术产业开发区供电中心","营业四班（计量班）（高新）","三女河办事处","毛家坨一村","1102726814","电网_10kV正大线三女河525毛一街内支#9毛一村1综合配电变压器","12.16","0.0","冯旭","2025年7月"]
[156,"唐山供电公司","高新技术产业开发区供电中心","营业四班（计量班）（高新）","三女河办事处","邵家街村","1102726816","10kV毛家坨线三女河523后冯水支#5邵家街村1综合配电变压器","5.52","20.0","冯旭","2025年7月"]
[157,"唐山供电公司","高新技术产业开发区供电中心","营业四班（计量班）（高新）","老庄子镇","杨信庄村","1102726821","10kV正大线三女河525金仪支#17杨信庄村1综合配电变压器","241.88","0.0","冯旭","2025年7月"]
[158,"唐山供电公司","高新技术产业开发区供电中心","营业四班（计量班）（高新）","老庄子镇","杨信庄村","1102726822","10kV正大线三女河525金仪支#14杨信庄村2综合配电变压器","0.78","19.88","冯旭","2025年7月"]
[159,"唐山供电公司","高新技术产业开发区供电中心","营业四班（计量班）（高新）","三女河办事处","姚家庄村","1102726825","电网_10kV正大线三女河525姚支#18姚家庄村4综合配电变压器.","80.31","0.0","冯旭","2025年7月"]
[160,"唐山供电公司","高新技术产业开发区供电中心","营业二班（计量班）（高新）","庆北办事处","宋各庄村","1102726914","10kV孙家庄线任各庄511宋西街内支#6宋各庄村1综合配电变压器","65.08","16.92","马倩","2025年7月"]
[161,"唐山供电公司","高新技术产业开发区供电中心","营业二班（计量班）（高新）","庆北办事处","宋各庄村","1102726915","10kV孙家庄线任各庄511宋街内支#4宋各庄2综合配电变压器","0.00","0.0","马倩","2025年7月"]
[162,"唐山供电公司","高新技术产业开发区供电中心","营业二班（计量班）（高新）","庆北办事处","宋各庄村","1102726916","10kV孙家庄线任各庄511宋支#15宋各庄3综合配电变压器","47.39","0.0","马倩","2025年7月"]
[163,"唐山供电公司","高新技术产业开发区供电中心","营业四班（计量班）（高新）","老庄子镇","魏庄子村","1102726919","10kV孙家庄线任各庄511魏支#19魏庄子村3综合配电变压器","10.21","375.05999999999995","冯旭","2025年7月"]
[164,"唐山供电公司","高新技术产业开发区供电中心","营业四班（计量班）（高新）","老庄子镇","魏庄子村","1102726979","10kV车陈线车轴山511魏街内支#2魏庄子村1综合配电变压器","0.32","237.26999999999998","冯旭","2025年7月"]
[165,"唐山供电公司","高新技术产业开发区供电中心","营业四班（计量班）（高新）","老庄子镇","魏庄子村","1102726980","10kV车陈线车轴山511#94魏庄子村2综合配电变压器","0.00","645.3599999999999","冯旭","2025年7月"]
[166,"唐山供电公司","高新技术产业开发区供电中心","营业四班（计量班）（高新）","老庄子镇","陈家庄","1102726993","10kV车陈线车轴山511陈街内支#4陈家庄1综合配电变压器","5.33","0.0","冯旭","2025年7月"]
[167,"唐山供电公司","高新技术产业开发区供电中心","营业四班（计量班）（高新）","老庄子镇","陈家庄","1102726994","10kV车陈线车轴山511#75陈家庄2综合配电变压器","0.00","0.0","冯旭","2025年7月"]
[168,"唐山供电公司","高新技术产业开发区供电中心","营业四班（计量班）（高新）","老庄子镇","大树韩庄子村","1102729124","10kV李官屯线老庄子512饭店支#2韩庄子村1综合配电变压器","79.52","0.0","冯旭","2025年7月"]
[169,"唐山供电公司","高新技术产业开发区供电中心","营业四班（计量班）（高新）","三女河办事处","白树庄村","1102729545","电网_10kV李官屯线老庄子512白街内支#7白树庄村3综合配电变压器","12.74","0.0","冯旭","2025年7月"]
[170,"唐山供电公司","高新技术产业开发区供电中心","营业四班（计量班）（高新）","老庄子镇","老庄子村","1102729556","电网_10kV李官屯线老庄子512老西街内支#6老庄子村5综合配电变压器","3.47","0.0","冯旭","2025年7月"]
[171,"唐山供电公司","高新技术产业开发区供电中心","营业四班（计量班）（高新）","老庄子镇","沙务庄村","1102729569","电网_10kV李官屯线老庄子512沙街内支#4沙务庄村1综合配电变压器","2.47","0.0","冯旭","2025年7月"]
[172,"唐山供电公司","高新技术产业开发区供电中心","营业四班（计量班）（高新）","老庄子镇","沙务庄村","1102729570","电网_10kV李官屯线老庄子512沙北支#16沙务庄村2综合配电变压器","40.79","0.0","冯旭","2025年7月"]
[173,"唐山供电公司","高新技术产业开发区供电中心","营业四班（计量班）（高新）","老庄子镇","沙务庄村","1102729571","电网_10kV李官屯线老庄子512沙北街内支#4沙务庄村3综合配电变压器","0.00","0.0","冯旭","2025年7月"]
[174,"唐山供电公司","高新技术产业开发区供电中心","营业四班（计量班）（高新）","老庄子镇","李官屯村","1102729572","电网_10kV李官屯线老庄子512李北街内支#4李官屯村4综合配电变压器","2.81","0.0","冯旭","2025年7月"]
[175,"唐山供电公司","高新技术产业开发区供电中心","营业四班（计量班）（高新）","老庄子镇","党家庄村","1102729578","电网_10kV瓦房庄线老庄子513党南街内支#1党家庄村6综合配电变压器","0.00","122.64","冯旭","2025年7月"]
[176,"唐山供电公司","高新技术产业开发区供电中心","营业四班（计量班）（高新）","老庄子镇","党家庄村","1102729579","电网_10kV瓦房庄线老庄子513党街西南支#2党家庄村5综合配电变压器","1.78","323.75999999999993","冯旭","2025年7月"]
[177,"唐山供电公司","高新技术产业开发区供电中心","营业四班（计量班）（高新）","老庄子镇","党家庄村","1102729581","电网_10kV瓦房庄线老庄子513党街内支#9党家庄村2综合配电变压器","27.78","0.0","冯旭","2025年7月"]
[178,"唐山供电公司","高新技术产业开发区供电中心","营业四班（计量班）（高新）","老庄子镇","党家庄村","1102729582","10kV瓦房庄线老庄子513#34党家庄村3综合配电变压器","36.52","41.89","冯旭","2025年7月"]
[179,"唐山供电公司","高新技术产业开发区供电中心","营业四班（计量班）（高新）","老庄子镇","瓦房庄村","1102729587","电网_10kV瓦房庄线老庄子513瓦南街内支#5瓦房庄村6综合配电变压器","13.03","0.0","冯旭","2025年7月"]
[180,"唐山供电公司","高新技术产业开发区供电中心","营业四班（计量班）（高新）","老庄子镇","瓦房庄村","1102729592","10kV瓦房庄线老庄子513瓦西街内支#11瓦房庄村5综合配电变压器","5.29","0.0","冯旭","2025年7月"]
[181,"唐山供电公司","高新技术产业开发区供电中心","营业四班（计量班）（高新）","老庄子镇","瓦房庄村","1102729594","10kV瓦房庄线老庄子513瓦东街内支#8瓦房庄村1综合配电变压器","11.49","0.0","冯旭","2025年7月"]
[182,"唐山供电公司","高新技术产业开发区供电中心","营业四班（计量班）（高新）","老庄子镇","瓦房庄村","1102729595","10kV瓦房庄线老庄子513瓦街内支#13瓦房庄村2综合配电变压器","162.12","0.0","冯旭","2025年7月"]
[183,"唐山供电公司","高新技术产业开发区供电中心","营业四班（计量班）（高新）","老庄子镇","瓦房庄村","1102729596","电网_10kV瓦房庄线老庄子513瓦西街内支#6瓦房庄村3综合配电变压器","8.51","0.0","冯旭","2025年7月"]
[184,"唐山供电公司","高新技术产业开发区供电中心","营业四班（计量班）（高新）","老庄子镇","瓦房庄村","1102729597","电网_10kV瓦房庄线老庄子513瓦街东支#7瓦房庄村4综合配电变压器","1.21","0.0","冯旭","2025年7月"]
[185,"唐山供电公司","高新技术产业开发区供电中心","营业四班（计量班）（高新）","老庄子镇","夏屋村","1102729603","电网_10kV瓦房庄线老庄子513夏街内支#7夏屋村1综合配电变压器","0.75","0.0","冯旭","2025年7月"]
[186,"唐山供电公司","高新技术产业开发区供电中心","营业四班（计量班）（高新）","老庄子镇","夏屋村","1102729604","电网_10kV瓦房庄线老庄子513夏街西支#4夏屋村2综合配电变压器","16.78","0.0","冯旭","2025年7月"]
[187,"唐山供电公司","高新技术产业开发区供电中心","营业四班（计量班）（高新）","老庄子镇","小城子村","1102729608","电网_10kV瓦房庄线老庄子513小街内支#4小城子村1综合配电变压器","11.05","0.0","冯旭","2025年7月"]
[188,"唐山供电公司","高新技术产业开发区供电中心","营业四班（计量班）（高新）","老庄子镇","小城子村","1102729609","10kV瓦房庄线老庄子513小支#5小城子村2综合配电变压器","72.24","0.0","冯旭","2025年7月"]
[189,"唐山供电公司","高新技术产业开发区供电中心","营业四班（计量班）（高新）","老庄子镇","党家庄村","1102729610","电网_10kV瓦房庄线老庄子513党北街内支#5党家庄村7综合配电变压器","0.00","0.0","冯旭","2025年7月"]
[190,"唐山供电公司","高新技术产业开发区供电中心","营业四班（计量班）（高新）","老庄子镇","瓦房庄村","1102729611","10kV瓦房庄线老庄子513瓦西街内支#4瓦房庄村9综合配电变压器","173.31","34.08","冯旭","2025年7月"]
[191,"唐山供电公司","高新技术产业开发区供电中心","营业四班（计量班）（高新）","老庄子镇","瓦房庄村","1102729612","10kV瓦房庄线老庄子513瓦街内支#5瓦房庄村8综合配电变压器","124.60","0.0","冯旭","2025年7月"]
[192,"唐山供电公司","高新技术产业开发区供电中心","营业四班（计量班）（高新）","老庄子镇","前冯各庄村","1102729618","10kV前冯各庄线老庄子521前西街内支#7前冯各庄村2综合配电变压器","0.45","0.0","冯旭","2025年7月"]
[193,"唐山供电公司","高新技术产业开发区供电中心","营业四班（计量班）（高新）","老庄子镇","前冯各庄村","1102729619","电网_10kV前冯各庄线老庄子521前街内支#11前冯各庄村1综合配电变压器","32.53","0.0","冯旭","2025年7月"]
[194,"唐山供电公司","高新技术产业开发区供电中心","营业四班（计量班）（高新）","老庄子镇","大树韩庄子村","1102729620","10kV前冯各庄线老庄子521韩街内支#5大树韩庄子村2综合配电变压器","320.00","0.0","冯旭","2025年7月"]
[195,"唐山供电公司","高新技术产业开发区供电中心","营业四班（计量班）（高新）","老庄子镇","大树韩庄子村","1102729622","电网_10kV前冯各庄线老庄子521韩东支#3韩庄子村3综合配电变压器","80.00","0.0","冯旭","2025年7月"]
[196,"唐山供电公司","高新技术产业开发区供电中心","营业四班（计量班）（高新）","老庄子镇","后冯各庄村","1102729624","10kV前冯各庄线老庄子521后支#13后冯各庄村4综合配电变压器","143.65","0.0","冯旭","2025年7月"]
[197,"唐山供电公司","高新技术产业开发区供电中心","营业四班（计量班）（高新）","老庄子镇","后冯各庄村","1102729627","10kV前冯各庄线老庄子521后东街内支#7后冯各庄村2综合配电变压器","17.65","0.0","冯旭","2025年7月"]
[198,"唐山供电公司","高新技术产业开发区供电中心","营业四班（计量班）（高新）","老庄子镇","后冯各庄村","1102729628","10kV前冯各庄线老庄子521后西街内支#6后冯各庄村3综合配电变压器","162.40","0.0","冯旭","2025年7月"]
[199,"唐山供电公司","高新技术产业开发区供电中心","营业四班（计量班）（高新）","老庄子镇","老庄子村","1102729634","电网_10kV前冯各庄线老庄子521老街内支#5老庄子村1综合配电变压器","108.77","60.0","冯旭","2025年7月"]
[200,"唐山供电公司","高新技术产业开发区供电中心","营业四班（计量班）（高新）","老庄子镇","老庄子村","1102729635","10kV前冯各庄线老庄子521#7老庄子村2综合配电变压器","5.87","54.8","冯旭","2025年7月"]
[201,"唐山供电公司","高新技术产业开发区供电中心","营业四班（计量班）（高新）","老庄子镇","老庄子村","1102729636","10kV前冯各庄线老庄子521老西街内支#7老庄子村4综合配电变压器","145.68","0.0","冯旭","2025年7月"]
[202,"唐山供电公司","高新技术产业开发区供电中心","营业四班（计量班）（高新）","老庄子镇","老庄子村","1102729637","电网_10kV前冯各庄线老庄子521#13老庄子村6综合配电变压器","30.37","0.0","冯旭","2025年7月"]
[203,"唐山供电公司","高新技术产业开发区供电中心","营业四班（计量班）（高新）","老庄子镇","老庄子村","1102729638","电网_10kV前冯各庄线老庄子521#24老庄子村7综合配电变压器","0.00","111.65","冯旭","2025年7月"]
[204,"唐山供电公司","高新技术产业开发区供电中心","营业四班（计量班）（高新）","老庄子镇","南王庄村","1102729641","10kV前冯各庄线老庄子521王街内支#17南王庄村1综合配电变压器","0.00","0.0","冯旭","2025年7月"]
[205,"唐山供电公司","高新技术产业开发区供电中心","营业四班（计量班）（高新）","老庄子镇","七王庄村","1102729644","电网_10kV前冯各庄线老庄子521冯北水支#13七王庄村1综合配电变压器","15.15","0.0","冯旭","2025年7月"]
[206,"唐山供电公司","高新技术产业开发区供电中心","营业四班（计量班）（高新）","老庄子镇","七王庄村","1102729645","10kV前冯各庄线老庄子521七东北支#5七王庄村2综合配电变压器","0.78","20.0","冯旭","2025年7月"]
[207,"唐山供电公司","高新技术产业开发区供电中心","营业四班（计量班）（高新）","老庄子镇","七王庄村","1102729646","10kV前冯各庄线老庄子521七东支#5七王庄村3综合配电变压器","57.18","0.0","冯旭","2025年7月"]
[208,"唐山供电公司","高新技术产业开发区供电中心","营业四班（计量班）（高新）","老庄子镇","七王庄村","1102729647","10kV前冯各庄线老庄子521七东支#2七王庄村4综合配电变压器","10.90","0.0","冯旭","2025年7月"]
[209,"唐山供电公司","高新技术产业开发区供电中心","营业四班（计量班）（高新）","老庄子镇","前冯各庄村","1102729649","电网_10kV前冯各庄线老庄子521前南街内支#7前冯各庄村3综合配电变压器","22.80","0.0","冯旭","2025年7月"]
[210,"唐山供电公司","高新技术产业开发区供电中心","营业四班（计量班）（高新）","老庄子镇","周凤庄村","1102729650","10kV前冯各庄线老庄子521周街内支#9周凤庄村2综合配电变压器","0.00","0.0","冯旭","2025年7月"]
[211,"唐山供电公司","高新技术产业开发区供电中心","营业四班（计量班）（高新）","老庄子镇","周凤庄村","1102729654","10kV前冯各庄线老庄子521周街内支#2周凤庄村3综合配电变压器","0.06","0.0","冯旭","2025年7月"]
[212,"唐山供电公司","高新技术产业开发区供电中心","营业四班（计量班）（高新）","庆北办事处","詹官屯村","1102729668","电网_10kV詹官屯线老庄子523#45詹官屯村5综合配电变压器","0.00","0.0","冯旭","2025年7月"]
[213,"唐山供电公司","高新技术产业开发区供电中心","营业四班（计量班）（高新）","三女河办事处","黄花港村","1102729669","10kV毛家坨线三女河523高支#26黄花港村1综合配电变压器","197.60","0.0","冯旭","2025年7月"]
[214,"唐山供电公司","高新技术产业开发区供电中心","营业四班（计量班）（高新）","庆北办事处","詹官屯村","1102729670","10kV詹官屯线老庄子523詹东街内支#7詹官屯村4综合配电变压器","99.77","0.0","冯旭","2025年7月"]
[215,"唐山供电公司","高新技术产业开发区供电中心","营业四班（计量班）（高新）","三女河办事处","陈庄子村","1102729671","10kV高庄子线三女河522陈支#43陈庄子村1综合配电变压器","9.70","0.0","冯旭","2025年7月"]
[216,"唐山供电公司","高新技术产业开发区供电中心","营业四班（计量班）（高新）","三女河办事处","黄花港村","1102729672","10kV毛家坨线三女河523黄街内支#2黄花港村2综合配电变压器","23.05","0.0","冯旭","2025年7月"]
[217,"唐山供电公司","高新技术产业开发区供电中心","营业四班（计量班）（高新）","三女河办事处","三女河村","1102729716","10kV高庄子线三女河522三东街内支#7三女河村2综合配电变压器","0.00","0.0","冯旭","2025年7月"]
[218,"唐山供电公司","高新技术产业开发区供电中心","营业四班（计量班）（高新）","三女河办事处","三女河村","1102729717","电网_10kV高庄子线三女河522三东街支#11三女河村6综合配电变压器","0.00","0.0","冯旭","2025年7月"]
[219,"唐山供电公司","高新技术产业开发区供电中心","营业四班（计量班）（高新）","三女河办事处","三女河村","1102729718","电网_10kV高庄子线三女河522三东街内支#8三女河村1综合配电变压器","23.50","0.0","冯旭","2025年7月"]
[220,"唐山供电公司","高新技术产业开发区供电中心","营业四班（计量班）（高新）","三女河办事处","三女河村","1102729719","电网_10kV高庄子线三女河522陈支#19三女河村5综合配电变压器","0.00","0.0","冯旭","2025年7月"]
[221,"唐山供电公司","高新技术产业开发区供电中心","营业四班（计量班）（高新）","三女河办事处","三女河村","1102729720","电网_10kV高庄子线三女河522许支#6三女河村4综合配电变压器","4.10","0.0","冯旭","2025年7月"]
[222,"唐山供电公司","高新技术产业开发区供电中心","营业四班（计量班）（高新）","三女河办事处","邵家街村","1102729722","10kV高庄子线三女河522#10邵家街村2综合配电变压器","127.14","0.0","冯旭","2025年7月"]
[223,"唐山供电公司","高新技术产业开发区供电中心","营业四班（计量班）（高新）","三女河办事处","陈庄子村","1102729724","10kV高庄子线三女河522陈支#46陈庄子村2综合配电变压器","29.54","26.28","冯旭","2025年7月"]
[224,"唐山供电公司","高新技术产业开发区供电中心","营业四班（计量班）（高新）","老庄子镇","后冯各庄村","1102729741","10kV前冯各庄线老庄子521后支#20后冯各庄村1综合配电变压器","104.54","56.0","冯旭","2025年7月"]
[225,"唐山供电公司","高新技术产业开发区供电中心","营业四班（计量班）（高新）","老庄子镇","李官屯村","1102731693","10kV李官屯线老庄子512李街内支#1李官屯村3综合配电变压器","320.00","0.0","冯旭","2025年7月"]
[226,"唐山供电公司","高新技术产业开发区供电中心","营业四班（计量班）（高新）","老庄子镇","前冯各庄村","1102732296","10kV前冯各庄线老庄子521前西支#2前冯各庄村4综合配电变压器","213.28","50.0","冯旭","2025年7月"]
[227,"唐山供电公司","高新技术产业开发区供电中心","营业四班（计量班）（高新）","老庄子镇","七王庄村","1102732297","电网_10kV前冯各庄线老庄子521七街内支#15七王庄村5综合配电变压器","12.43","0.0","冯旭","2025年7月"]
[228,"唐山供电公司","高新技术产业开发区供电中心","营业四班（计量班）（高新）","老庄子镇","小城子村","1102733046","电网_10kV韩庄子线老庄子522小街西支#3小城子村3综合配电变压器","3.94","22.72","冯旭","2025年7月"]
[229,"唐山供电公司","高新技术产业开发区供电中心","营业四班（计量班）（高新）","老庄子镇","瓦房庄村","1102741012","10kV瓦房庄线老庄子513瓦北水支#5瓦房庄村7综合配电变压器","240.94","0.0","冯旭","2025年7月"]
[230,"唐山供电公司","高新技术产业开发区供电中心","营业四班（计量班）（高新）","老庄子镇","杨信庄村","1102741312","10kV正大线三女河525金仪支#12杨信庄村4综合配电变压器","15.89","95.7","冯旭","2025年7月"]
[231,"唐山供电公司","高新技术产业开发区供电中心","营业二班（计量班）（高新）","高新区街道办事处","南开道","1102805551","电网_南开道1号箱变501变压器","640.00","0.0","马倩","2025年7月"]
[232,"唐山供电公司","高新技术产业开发区供电中心","营业二班（计量班）（高新）","高新区街道办事处","元龙大厦","1102805644","元龙大厦配电室502变压器","1000.00","0.0","马倩","2025年7月"]
[233,"唐山供电公司","高新技术产业开发区供电中心","营业二班（计量班）（高新）","高新区街道办事处","火炬路","1102805656","电网_火炬路1#箱变1#配电变压器","640.00","0.0","马倩","2025年7月"]
[234,"唐山供电公司","高新技术产业开发区供电中心","营业二班（计量班）（高新）","高新区街道办事处","东方广场","1102805766","电网_东方广场1号箱变1#配电变压器","640.00","0.0","马倩","2025年7月"]
[235,"唐山供电公司","高新技术产业开发区供电中心","营业二班（计量班）（高新）","高新区街道办事处","成龙箱变","1102805821","电网_成龙箱变502变压器","640.00","0.0","马倩","2025年7月"]
[236,"唐山供电公司","高新技术产业开发区供电中心","营业二班（计量班）（高新）","高新区街道办事处","东方广场","1102806177","电网_东方广场2号箱变501配电变压器","640.00","0.0","马倩","2025年7月"]
[237,"唐山供电公司","高新技术产业开发区供电中心","营业二班（计量班）（高新）","高新区街道办事处","益民园社区","1102807213","电网_益民园5号配电室501变压器","1000.00","0.0","马倩","2025年7月"]
[238,"唐山供电公司","高新技术产业开发区供电中心","营业二班（计量班）（高新）","高新区街道办事处","大庆10号社区","1102807280","电网_大庆10#配电室","504.00","0.0","马倩","2025年7月"]
[239,"唐山供电公司","高新技术产业开发区供电中心","营业二班（计量班）（高新）","高新区街道办事处","南开道","1102807312","电网_南开道2号箱变501变压器","640.00","0.0","马倩","2025年7月"]
[240,"唐山供电公司","高新技术产业开发区供电中心","营业二班（计量班）（高新）","高新区街道办事处","火炬路","1102807326","电网_火炬路2#箱变1#配电变压器","640.00","0.0","马倩","2025年7月"]
[241,"唐山供电公司","高新技术产业开发区供电中心","营业二班（计量班）（高新）","高新区街道办事处","富华东里世纪龙庭社区","1102807329","电网_世纪龙庭东区C4-2号配电室502配电变压器","1000.00","0.0","马倩","2025年7月"]
[242,"唐山供电公司","高新技术产业开发区供电中心","营业二班（计量班）（高新）","高新区街道办事处","富华东里世纪龙庭社区","1102807363","电网_世纪龙庭东区C1-2号配电室504配电变压器","1000.00","0.0","马倩","2025年7月"]
[243,"唐山供电公司","高新技术产业开发区供电中心","营业二班（计量班）（高新）","高新区街道办事处","富华东里世纪龙庭社区","1102807433","电网_世纪龙庭东区C-2号配电室503配电变压器","640.00","0.0","马倩","2025年7月"]
[244,"唐山供电公司","高新技术产业开发区供电中心","营业二班（计量班）（高新）","高新区街道办事处","富华东里世纪龙庭社区","1102807456","电网_世纪龙庭东区C1-1号配电室501配电变压器","640.00","0.0","马倩","2025年7月"]
[245,"唐山供电公司","高新技术产业开发区供电中心","营业二班（计量班）（高新）","高新区街道办事处","富华东里世纪龙庭社区","1102807461","电网_世纪龙庭东区C4-2号配电室503配电变压器","1000.00","0.0","马倩","2025年7月"]
[246,"唐山供电公司","高新技术产业开发区供电中心","营业二班（计量班）（高新）","高新区街道办事处","富华东里世纪龙庭社区","1102807462","电网_世纪龙庭东区C4-2号配电室504配电变压器","1000.00","0.0","马倩","2025年7月"]
[247,"唐山供电公司","高新技术产业开发区供电中心","营业二班（计量班）（高新）","高新区街道办事处","富华东里世纪龙庭社区","1102807486","电网_世纪龙庭东区C-2号配电室504配电变压器","640.00","0.0","马倩","2025年7月"]
[248,"唐山供电公司","高新技术产业开发区供电中心","营业二班（计量班）（高新）","高新区街道办事处","富华东里世纪龙庭社区","1102807495","电网_世纪龙庭东区C-2号配电室501配电变压器","640.00","0.0","马倩","2025年7月"]
[249,"唐山供电公司","高新技术产业开发区供电中心","营业二班（计量班）（高新）","高新区街道办事处","富华东里世纪龙庭社区","1102807500","电网_世纪龙庭东区C1-2号配电室501配电变压器","1000.00","0.0","马倩","2025年7月"]
[250,"唐山供电公司","高新技术产业开发区供电中心","营业二班（计量班）（高新）","高新区街道办事处","富华东里世纪龙庭社区","1102807501","电网_世纪龙庭东区C1-2号配电室502配电变压器","1000.00","0.0","马倩","2025年7月"]
[251,"唐山供电公司","高新技术产业开发区供电中心","营业二班（计量班）（高新）","高新区街道办事处","富华东里世纪龙庭社区","1102807502","电网_世纪龙庭东区C1-2号配电室503配电变压器","1000.00","0.0","马倩","2025年7月"]
[252,"唐山供电公司","高新技术产业开发区供电中心","营业二班（计量班）（高新）","高新区街道办事处","富华东里世纪龙庭社区","1102807513","电网_世纪龙庭东区C-2号配电室502配电变压器","640.00","0.0","马倩","2025年7月"]
[253,"唐山供电公司","高新技术产业开发区供电中心","营业二班（计量班）（高新）","高新区街道办事处","富华东里世纪龙庭社区","1102807541","电网_世纪龙庭东区C4-1号配电室502配电变压器","1000.00","0.0","马倩","2025年7月"]
[254,"唐山供电公司","高新技术产业开发区供电中心","营业二班（计量班）（高新）","高新区街道办事处","凤城阳光社区","1102807747","凤城阳光配电室501变压器","800.00","0.0","马倩","2025年7月"]
[255,"唐山供电公司","高新技术产业开发区供电中心","营业二班（计量班）（高新）","高新区街道办事处","凤城阳光社区","1102807957","凤城阳光配电室503变压器","504.00","0.0","马倩","2025年7月"]
[256,"唐山供电公司","高新技术产业开发区供电中心","营业二班（计量班）（高新）","高新区街道办事处","凤城阳光社区","1102807969","凤城阳光配电室504变压器","504.00","0.0","马倩","2025年7月"]
[257,"唐山供电公司","高新技术产业开发区供电中心","营业二班（计量班）（高新）","高新区街道办事处","益民园社区","1102807994","电网_益民园4号配电室501变压器","1000.00","0.0","马倩","2025年7月"]
[258,"唐山供电公司","高新技术产业开发区供电中心","营业二班（计量班）（高新）","高新区街道办事处","大庆10号社区","1102808259","电网_大庆十号箱变501变压器","640.00","0.0","马倩","2025年7月"]
[259,"唐山供电公司","高新技术产业开发区供电中心","营业二班（计量班）（高新）","高新区街道办事处","富兴花苑社区","1102808321","电网_富兴箱变501变压器","200.00","0.0","马倩","2025年7月"]
[260,"唐山供电公司","高新技术产业开发区供电中心","营业二班（计量班）（高新）","高新区街道办事处","益民园社区","1102808434","电网_益民园2号配电室502变压器","1000.00","0.0","马倩","2025年7月"]
[261,"唐山供电公司","高新技术产业开发区供电中心","营业二班（计量班）（高新）","高新区街道办事处","吉庆里社区","1102808436","电网_大庆八号2号配电室2号变压器","640.00","0.0","马倩","2025年7月"]
[262,"唐山供电公司","高新技术产业开发区供电中心","营业二班（计量班）（高新）","高新区街道办事处","益民园社区","1102808439","电网_益民园2号配电室501变压器","1000.00","0.0","马倩","2025年7月"]
[263,"唐山供电公司","高新技术产业开发区供电中心","营业二班（计量班）（高新）","高新区街道办事处","益民园社区","1102808440","电网_益民园3号配电室501变压器","1000.00","0.0","马倩","2025年7月"]
[264,"唐山供电公司","高新技术产业开发区供电中心","营业二班（计量班）（高新）","高新区街道办事处","吉庆里社区","1102808458","电网_大庆八号1号配电室1号变压器","640.00","0.0","马倩","2025年7月"]
[265,"唐山供电公司","高新技术产业开发区供电中心","营业二班（计量班）（高新）","高新区街道办事处","华宁景苑社区","1102808482","电网_华宁景苑1#箱变501变压器","640.00","0.0","马倩","2025年7月"]
[266,"唐山供电公司","高新技术产业开发区供电中心","营业二班（计量班）（高新）","高新区街道办事处","元龙大厦社区","1102808559","元龙大厦配电室501变压器","1000.00","0.0","马倩","2025年7月"]
[267,"唐山供电公司","高新技术产业开发区供电中心","营业二班（计量班）（高新）","高新区街道办事处","益民园社区","1102808685","电网_益民园5号配电室502变压器","1000.00","0.0","马倩","2025年7月"]
[268,"唐山供电公司","高新技术产业开发区供电中心","营业二班（计量班）（高新）","高新区街道办事处","益民园社区","1102808862","电网_益民园3号配电室502变压器","1000.00","0.0","马倩","2025年7月"]
[269,"唐山供电公司","高新技术产业开发区供电中心","营业二班（计量班）（高新）","高新区街道办事处","益民园社区","1102808879","益民园4号配电室502变压器","1000.00","0.0","马倩","2025年7月"]
[270,"唐山供电公司","高新技术产业开发区供电中心","营业二班（计量班）（高新）","高新区街道办事处","永庆道","1102808917","电网_机械技校箱变1号变压器","640.00","0.0","马倩","2025年7月"]
[271,"唐山供电公司","高新技术产业开发区供电中心","营业二班（计量班）（高新）","高新区街道办事处","富华东里世纪龙庭社区","1102808937","电网_世纪龙庭东区C4-1号配电室503配电变压器","1000.00","0.0","马倩","2025年7月"]
[272,"唐山供电公司","高新技术产业开发区供电中心","营业二班（计量班）（高新）","高新区街道办事处","富华东里世纪龙庭社区","1102808950","电网_世纪龙庭东区C1-1号配电室504配电变压器","1000.00","0.0","马倩","2025年7月"]
[273,"唐山供电公司","高新技术产业开发区供电中心","营业二班（计量班）（高新）","高新区街道办事处","吉庆里社区","1102808961","电网_大庆八号1号配电室2号变压器","640.00","0.0","马倩","2025年7月"]
[274,"唐山供电公司","高新技术产业开发区供电中心","营业二班（计量班）（高新）","高新区街道办事处","富华东里世纪龙庭社区","1102808974","电网_世纪龙庭东区C4-2号配电室501配电变压器","1000.00","0.0","马倩","2025年7月"]
[275,"唐山供电公司","高新技术产业开发区供电中心","营业二班（计量班）（高新）","高新区街道办事处","龙泉北里社区","1102808981","电网_龙泉北里2号配电室502变压器","1000.00","0.0","马倩","2025年7月"]
[276,"唐山供电公司","高新技术产业开发区供电中心","营业二班（计量班）（高新）","高新区街道办事处","吉庆里社区","1102808995","电网_大庆八号2号配电室1号变压器","640.00","0.0","马倩","2025年7月"]
[277,"唐山供电公司","高新技术产业开发区供电中心","营业二班（计量班）（高新）","高新区街道办事处","龙泉北里社区","1102809037","电网_龙泉北里1号配电室2号变压器","1000.00","0.0","马倩","2025年7月"]
[278,"唐山供电公司","高新技术产业开发区供电中心","营业二班（计量班）（高新）","高新区街道办事处","华宁景苑社区","1102809042","电网_华宁景苑4#箱变501变压器","320.00","0.0","马倩","2025年7月"]
[279,"唐山供电公司","高新技术产业开发区供电中心","营业二班（计量班）（高新）","高新区街道办事处","龙泉北里新景楼社区","1102809089","电网_龙泉北里新景楼1号配电室1号变压器","1000.00","0.0","马倩","2025年7月"]
[280,"唐山供电公司","高新技术产业开发区供电中心","营业二班（计量班）（高新）","高新区街道办事处","益民园社区","1102809115","电网_益民园1号配电室1号变压器","640.00","0.0","马倩","2025年7月"]
[281,"唐山供电公司","高新技术产业开发区供电中心","营业二班（计量班）（高新）","高新区街道办事处","益民园社区","1102809116","电网_益民园1号配电室2号变压器","640.00","0.0","马倩","2025年7月"]
[282,"唐山供电公司","高新技术产业开发区供电中心","营业二班（计量班）（高新）","高新区街道办事处","益民园社区","1102809166","电网_益民园1号配电室3号变压器","640.00","0.0","马倩","2025年7月"]
[283,"唐山供电公司","高新技术产业开发区供电中心","营业二班（计量班）（高新）","高新区街道办事处","龙泉北里新景楼社区","1102809214","电网_龙泉北里新景楼3号配电室1号变压器","1000.00","0.0","马倩","2025年7月"]
[284,"唐山供电公司","高新技术产业开发区供电中心","营业二班（计量班）（高新）","高新区街道办事处","益民园社区","1102809245","电网_益民园1号配电室4号变压器","640.00","0.0","马倩","2025年7月"]
[285,"唐山供电公司","高新技术产业开发区供电中心","营业二班（计量班）（高新）","高新区街道办事处","都市阳光社区","1102809285","电网_高速交警箱变1号变压器","640.00","0.0","马倩","2025年7月"]
[286,"唐山供电公司","高新技术产业开发区供电中心","营业二班（计量班）（高新）","高新区街道办事处","龙泉北里社区","1102809328","电网_龙泉北里3号配电室2号变压器","1000.00","0.0","马倩","2025年7月"]
[287,"唐山供电公司","高新技术产业开发区供电中心","营业二班（计量班）（高新）","高新区街道办事处","龙泉北里社区","1102809360","电网_龙泉北里2号配电室501变压器","1000.00","0.0","马倩","2025年7月"]
[288,"唐山供电公司","高新技术产业开发区供电中心","营业二班（计量班）（高新）","高新区街道办事处","龙泽园公寓","1102826064","电网_检察院箱变501变压器","640.00","0.0","马倩","2025年7月"]
[289,"唐山供电公司","高新技术产业开发区供电中心","营业二班（计量班）（高新）","高新区街道办事处","宋学新庄村","1102842934","电网_10kV新城子525新钢线河北日报社环网柜49#柱上变","128.00","0.0","马倩","2025年7月"]
[290,"唐山供电公司","高新技术产业开发区供电中心","营业四班（计量班）（高新）","果园镇","娘娘庙村","1102843043","电网_10kV甄家庄521甄吴线娘娘庙支38#柱上变","163.10","0.0","冯旭","2025年7月"]
[291,"唐山供电公司","高新技术产业开发区供电中心","营业二班（计量班）（高新）","高新区街道办事处","宋学新庄村","1102843237","电网_10kV新城子525新钢线河北日报环网柜529-43南分8#柱上变","252.00","0.0","马倩","2025年7月"]
[292,"唐山供电公司","高新技术产业开发区供电中心","营业二班（计量班）（高新）","高新区街道办事处","大庆道","1102843359","10kV新城子513北立交环网柜515-柱上变","252.00","0.0","马倩","2025年7月"]
[293,"唐山供电公司","高新技术产业开发区供电中心","营业四班（计量班）（高新）","老庄子镇","夏屋村","1102843541","电网_10kV瓦房庄线老庄子513夏南街内支#5夏屋村4综合配电变压器","14.67","0.0","冯旭","2025年7月"]
[294,"唐山供电公司","高新技术产业开发区供电中心","营业四班（计量班）（高新）","老庄子镇","沙务庄村","1102843542","10kV李官屯线老庄子512沙南街内支#10沙雾庄村4综合配电变压器","252.49","0.0","冯旭","2025年7月"]
[295,"唐山供电公司","高新技术产业开发区供电中心","营业四班（计量班）（高新）","老庄子镇","夏屋村","1102843543","电网_10kV瓦房庄线老庄子513夏支#23夏屋村5综合配电变压器","80.00","0.0","冯旭","2025年7月"]
[296,"唐山供电公司","高新技术产业开发区供电中心","营业二班（计量班）（高新）","庆北办事处","李各庄村","1102844778","电网_10kV贾变526水泵厂线12西分11#柱上变","108.08","0.0","马倩","2025年7月"]
[297,"唐山供电公司","高新技术产业开发区供电中心","营业四班（计量班）（高新）","果园镇","杨家口村","1102844949","电网_10kV甄家庄521甄吴线娘娘庙支12#柱上变","183.30","17.04","冯旭","2025年7月"]
[298,"唐山供电公司","高新技术产业开发区供电中心","营业四班（计量班）（高新）","果园镇","娘娘庙村","1102845063","10kV甄家庄521甄吴线娘娘庙支29#柱上变","117.49","0.0","冯旭","2025年7月"]
[299,"唐山供电公司","高新技术产业开发区供电中心","营业二班（计量班）（高新）","庆北办事处","三益庄村","1102845287","电网_10kV贾变527宋庄线22#柱上变","0.53","0.0","马倩","2025年7月"]
[300,"唐山供电公司","高新技术产业开发区供电中心","营业二班（计量班）（高新）","庆北办事处","李各庄村","1102845432","电网_10kV新城子513李各庄环网柜514-1#柱上变","252.00","0.0","马倩","2025年7月"]
[301,"唐山供电公司","高新技术产业开发区供电中心","营业二班（计量班）（高新）","庆北办事处","刘家洼村","1102845497","电网_10kV高新511新开道西环网柜513线17#柱上变","200.00","0.0","马倩","2025年7月"]
[302,"唐山供电公司","高新技术产业开发区供电中心","营业二班（计量班）（高新）","高新区街道办事处","大庆道","1102845622","电网_10kV新城子513机械技校箱变512柱上变","252.00","0.0","马倩","2025年7月"]
[303,"唐山供电公司","高新技术产业开发区供电中心","营业二班（计量班）（高新）","高新区街道办事处","星河湾社区","1102845785","电网_星河湾开闭站528汇中仪表二号环网柜524-8#柱上变","252.00","0.0","马倩","2025年7月"]
[304,"唐山供电公司","高新技术产业开发区供电中心","营业二班（计量班）（高新）","庆北办事处","刘家洼村","1102845983","电网_10kV高新511新开道西环网柜513线5#柱上变","252.00","0.0","马倩","2025年7月"]
[305,"唐山供电公司","高新技术产业开发区供电中心","营业二班（计量班）（高新）","庆北办事处","新城子村","1102846212","10kV新城子512新北线新石支16南1柱上变","200.00","0.0","马倩","2025年7月"]
[306,"唐山供电公司","高新技术产业开发区供电中心","营业二班（计量班）（高新）","庆北办事处","李各庄村","1102846356","电网_10kV贾变526水泵厂线18#柱上变","159.05","0.0","马倩","2025年7月"]
[307,"唐山供电公司","高新技术产业开发区供电中心","营业二班（计量班）（高新）","高新区街道办事处","星河湾社区","1102846716","电网_星河湾开闭站528汇中仪表二号环网柜524线19南分4#柱上变","252.00","0.0","马倩","2025年7月"]
[308,"唐山供电公司","高新技术产业开发区供电中心","营业二班（计量班）（高新）","庆北办事处","前白寺口村","1102849452","电网_10kV高新511新开道西环网柜514线8#柱上变","252.00","0.0","马倩","2025年7月"]
[309,"唐山供电公司","高新技术产业开发区供电中心","营业二班（计量班）（高新）","庆北办事处","王鄄子村","1102849454","电网_10kV新城子525新钢线37#柱上变","80.00","0.0","马倩","2025年7月"]
[310,"唐山供电公司","高新技术产业开发区供电中心","营业四班（计量班）（高新）","果园镇","杨家口村","1102860855","电网_10kV甄家庄521甄吴线娘娘庙支14东分3#柱上变","144.47","0.0","冯旭","2025年7月"]
[311,"唐山供电公司","高新技术产业开发区供电中心","营业四班（计量班）（高新）","果园镇","娘娘庙村","1102860856","10kV甄家庄521甄吴线娘娘庙支32#柱上变","284.03","0.0","冯旭","2025年7月"]
[312,"唐山供电公司","高新技术产业开发区供电中心","营业四班（计量班）（高新）","果园镇","娘娘庙村","1102860857","电网_10kV甄家庄521甄吴线娘娘庙支35#柱上变","124.86","0.0","冯旭","2025年7月"]
[313,"唐山供电公司","高新技术产业开发区供电中心","营业四班（计量班）（高新）","果园镇","娘娘庙村","1102860858","10kV甄家庄521甄吴线娘娘庙支39#柱上变","215.38","0.0","冯旭","2025年7月"]
[314,"唐山供电公司","高新技术产业开发区供电中心","营业二班（计量班）（高新）","庆北办事处","中白寺口村","1102860863","电网_10kV高新区变电站521高新东线新开道东环网柜525-16号杆柱上变","64.72","0.0","马倩","2025年7月"]
[315,"唐山供电公司","高新技术产业开发区供电中心","营业二班（计量班）（高新）","庆北办事处","北白寺口村","1102860864","10kV高新区变电站521高新东线新开道东环网柜525-19西分1号杆柱上变","200.00","0.0","马倩","2025年7月"]
[316,"唐山供电公司","高新技术产业开发区供电中心","营业二班（计量班）（高新）","庆北办事处","田庄村","1102860865","电网_10kV高新区变电站521高新东线新开道东环网柜525-27号杆柱上变","0.00","0.0","马倩","2025年7月"]
[317,"唐山供电公司","高新技术产业开发区供电中心","营业二班（计量班）（高新）","高新区街道办事处","宋学新庄村","1102860878","电网_10kV新城子525新钢线河北日报环网柜529-41北分3东分1#柱上变","252.00","0.0","马倩","2025年7月"]
[318,"唐山供电公司","高新技术产业开发区供电中心","营业二班（计量班）（高新）","庆北办事处","刘家洼村","1102860879","电网_高新511新开道西环网柜513线23东分1#柱上变","237.00","0.0","马倩","2025年7月"]
[319,"唐山供电公司","高新技术产业开发区供电中心","营业二班（计量班）（高新）","庆北办事处","三益庄村","1102891030","电网_10kV龙王庙522贾安子线三益庄新村南35北分14#柱上变压器","141.19","0.0","马倩","2025年7月"]
[320,"唐山供电公司","高新技术产业开发区供电中心","营业二班（计量班）（高新）","高新区街道办事处","新城子村","1102897599","高新511北安道建设东辅路环网柜515线1#柱上变压器","160.00","0.0","马倩","2025年7月"]
[321,"唐山供电公司","高新技术产业开发区供电中心","营业二班（计量班）（高新）","庆北办事处","刘家洼村","1102897601","电网_10kV高新511新开道西环网柜513线14西分1#柱上变压器","84.70","22.72","马倩","2025年7月"]
[322,"唐山供电公司","高新技术产业开发区供电中心","营业二班（计量班）（高新）","庆北办事处","孙家庄村","1102897602","电网_10kV新城子524新四线孙庄支28#柱上变压器","252.00","0.0","马倩","2025年7月"]
[323,"唐山供电公司","高新技术产业开发区供电中心","营业二班（计量班）（高新）","高新区街道办事处","金色河畔社区","1102904893","电网_金色河畔配电室1号变压器","1000.00","0.0","马倩","2025年7月"]
[324,"唐山供电公司","高新技术产业开发区供电中心","营业二班（计量班）（高新）","高新区街道办事处","金色河畔社区","1102904894","电网_金色河畔配电室2号变压器","1000.00","0.0","马倩","2025年7月"]
[325,"唐山供电公司","高新技术产业开发区供电中心","营业四班（计量班）（高新）","老庄子镇","新村","1102942470","电网_10kV詹官屯线老庄子523新西北支#1新村2综合配电变压器","16.87","0.0","冯旭","2025年7月"]
[326,"唐山供电公司","高新技术产业开发区供电中心","营业四班（计量班）（高新）","老庄子镇","新村","1102942474","电网_10kV詹官屯线老庄子523#26新村1综合配电变压器","0.00","0.0","冯旭","2025年7月"]
[327,"唐山供电公司","高新技术产业开发区供电中心","营业四班（计量班）（高新）","老庄子镇","李官屯村","1102942480","电网_10kV李官屯线老庄子512李街内支#8李官屯村1综合配电变压器","7.54","0.0","冯旭","2025年7月"]
[328,"唐山供电公司","高新技术产业开发区供电中心","营业四班（计量班）（高新）","三女河办事处","崔家屯村","1102942481","10kV三幼线三女河513安支#14崔家屯村3综合配电变压器","14.78","0.0","冯旭","2025年7月"]
[329,"唐山供电公司","高新技术产业开发区供电中心","营业四班（计量班）（高新）","老庄子镇","周风庄村","1102942482","电网_10kV前冯各庄线老庄子521周街内支#4周风庄村1综合配电变压器","17.57","0.0","冯旭","2025年7月"]
[330,"唐山供电公司","高新技术产业开发区供电中心","营业四班（计量班）（高新）","老庄子镇","李官屯村","1102942483","电网_10kV李官屯线老庄子512社办厂支#5李官屯村2综合配电变压器","35.21","0.0","冯旭","2025年7月"]
[331,"唐山供电公司","高新技术产业开发区供电中心","营业四班（计量班）（高新）","老庄子镇","党家庄村","1102942484","10kV瓦房庄线老庄子513党街内支#6党家庄村1综合配电变压器","160.07","0.0","冯旭","2025年7月"]
[332,"唐山供电公司","高新技术产业开发区供电中心","营业四班（计量班）（高新）","三女河办事处","崔家屯村","1102944812","10kV三幼线三女河513崔东南支#69崔家屯村6综合配电变压器","36.39","0.0","冯旭","2025年7月"]
[333,"唐山供电公司","高新技术产业开发区供电中心","营业二班（计量班）（高新）","庆北道","宋各庄村","1102965373","10kV孙家庄线任各庄511宋南街内支#3宋各庄4综合配电变压器","0.43","0.0","马倩","2025年7月"]
[334,"唐山供电公司","高新技术产业开发区供电中心","营业二班（计量班）（高新）","高新区街道办事处","凤城阳光社区","1103008001","凤城阳光配电室502变压器","800.00","0.0","马倩","2025年7月"]
[335,"唐山供电公司","高新技术产业开发区供电中心","营业四班（计量班）（高新）","老庄子镇","瓦房庄村","1103009162","电网_10kV瓦房庄线老庄子513#79瓦房庄村10综合配电变压器","199.17","0.0","冯旭","2025年7月"]
[336,"唐山供电公司","高新技术产业开发区供电中心","营业二班（计量班）（高新）","高新区街道办事处","大庆道","1103032793","电网_10kV新城子变电站515机械技校东环网柜1北分1#柱上变压器","40.00","0.0","马倩","2025年7月"]
[337,"唐山供电公司","高新技术产业开发区供电中心","营业四班（计量班）（高新）","三女河办事处","姚家庄村","1103051903","电网_10kV正大线三女河525姚支1分支#3姚家庄村6综合配电变压器.","3.71","0.0","冯旭","2025年7月"]
[338,"唐山供电公司","高新技术产业开发区供电中心","营业二班（计量班）（高新）","庆北办事处","中白寺口村","1103055137","10kV高新区变电站521高新东线新开道东环网柜524-14北分2号杆柱上变压器","0.00","0.0","马倩","2025年7月"]
[339,"唐山供电公司","高新技术产业开发区供电中心","营业二班（计量班）（高新）","高新区街道办事处","龙华里世纪龙庭B区社区","1103066658","电网_恒大龙庭B区1#配电室501配电变压器","1000.00","0.0","马倩","2025年7月"]
[340,"唐山供电公司","高新技术产业开发区供电中心","营业二班（计量班）（高新）","高新区街道办事处","龙华里世纪龙庭B区社区","1103066659","电网_恒大龙庭B区1#配电室502配电变压器","1000.00","0.0","马倩","2025年7月"]
[341,"唐山供电公司","高新技术产业开发区供电中心","营业二班（计量班）（高新）","高新区街道办事处","龙华里世纪龙庭B区社区","1103066660","电网_恒大龙庭B区2#配电室501配电变压器","1000.00","0.0","马倩","2025年7月"]
[342,"唐山供电公司","高新技术产业开发区供电中心","营业二班（计量班）（高新）","高新区街道办事处","龙华里世纪龙庭B区社区","1103066661","电网_恒大龙庭B区2#配电室502配电变压器","1000.00","0.0","马倩","2025年7月"]
[343,"唐山供电公司","高新技术产业开发区供电中心","营业二班（计量班）（高新）","高新区街道办事处","龙华里世纪龙庭B区社区","1103066662","电网_恒大龙庭B区3#配电室501配电变压器","1000.00","0.0","马倩","2025年7月"]
[344,"唐山供电公司","高新技术产业开发区供电中心","营业二班（计量班）（高新）","高新区街道办事处","龙华里世纪龙庭B区社区","1103066663","电网_恒大龙庭B区3#配电室502配电变压器","1000.00","0.0","马倩","2025年7月"]
[345,"唐山供电公司","高新技术产业开发区供电中心","营业二班（计量班）（高新）","高新区街道办事处","龙华里世纪龙庭B区社区","1103066664","电网_恒大龙庭B区4#配电室501配电变压器","1000.00","0.0","马倩","2025年7月"]
[346,"唐山供电公司","高新技术产业开发区供电中心","营业二班（计量班）（高新）","高新区街道办事处","龙华里世纪龙庭B区社区","1103066665","电网_恒大龙庭B区4#配电室502配电变压器","1000.00","0.0","马倩","2025年7月"]
[347,"唐山供电公司","高新技术产业开发区供电中心","营业二班（计量班）（高新）","高新区街道办事处","龙华里世纪龙庭B区社区","1103066666","电网_恒大龙庭B区5#配电室501配电变压器","1000.00","0.0","马倩","2025年7月"]
[348,"唐山供电公司","高新技术产业开发区供电中心","营业二班（计量班）（高新）","高新区街道办事处","龙华里世纪龙庭B区社区","1103066667","电网_恒大龙庭B区5#配电室502配电变压器","1000.00","0.0","马倩","2025年7月"]
[349,"唐山供电公司","高新技术产业开发区供电中心","营业二班（计量班）（高新）","高新区街道办事处","龙华里世纪龙庭B区社区","1103066668","电网_恒大龙庭B区6#配电室501配电变压器","1000.00","0.0","马倩","2025年7月"]
[350,"唐山供电公司","高新技术产业开发区供电中心","营业二班（计量班）（高新）","高新区街道办事处","龙华里世纪龙庭B区社区","1103066669","电网_恒大龙庭B区6#配电室502配电变压器","1000.00","0.0","马倩","2025年7月"]
[351,"唐山供电公司","高新技术产业开发区供电中心","营业二班（计量班）（高新）","高新区街道办事处","龙华里世纪龙庭B区社区","1103066670","电网_恒大龙庭B区7#配电室501配电变压器","1000.00","0.0","马倩","2025年7月"]
[352,"唐山供电公司","高新技术产业开发区供电中心","营业二班（计量班）（高新）","高新区街道办事处","龙华里世纪龙庭B区社区","1103066671","电网_恒大龙庭B区7#配电室502配电变压器","1000.00","0.0","马倩","2025年7月"]
[353,"唐山供电公司","高新技术产业开发区供电中心","营业二班（计量班）（高新）","高新区街道办事处","龙华里世纪龙庭D区社区","1103069688","电网_恒大龙庭D区1#配电室501配电变压器","1000.00","0.0","马倩","2025年7月"]
[354,"唐山供电公司","高新技术产业开发区供电中心","营业二班（计量班）（高新）","高新区街道办事处","龙华里世纪龙庭D区社区","1103069689","电网_恒大龙庭D区1#配电室502配电变压器","1000.00","0.0","马倩","2025年7月"]
[355,"唐山供电公司","高新技术产业开发区供电中心","营业二班（计量班）（高新）","高新区街道办事处","龙华里世纪龙庭D区社区","1103069690","电网_恒大龙庭D区2#配电室501配电变压器","1000.00","0.0","马倩","2025年7月"]
[356,"唐山供电公司","高新技术产业开发区供电中心","营业二班（计量班）（高新）","高新区街道办事处","龙华里世纪龙庭D区社区","1103069691","电网_恒大龙庭D区2#配电室502配电变压器","1000.00","0.0","马倩","2025年7月"]
[357,"唐山供电公司","高新技术产业开发区供电中心","营业二班（计量班）（高新）","高新区街道办事处","龙华里世纪龙庭D区社区","1103069692","恒大龙庭D区4#配电室501配电变压器","1000.00","0.0","马倩","2025年7月"]
[358,"唐山供电公司","高新技术产业开发区供电中心","营业二班（计量班）（高新）","高新区街道办事处","龙华里世纪龙庭D区社区","1103069693","电网_恒大龙庭D区4#配电室502配电变压器","1000.00","0.0","马倩","2025年7月"]
[359,"唐山供电公司","高新技术产业开发区供电中心","营业二班（计量班）（高新）","高新区街道办事处","龙华里世纪龙庭D区社区","1103069694","电网_恒大龙庭D区5#配电室501配电变压器","1000.00","0.0","马倩","2025年7月"]
[360,"唐山供电公司","高新技术产业开发区供电中心","营业二班（计量班）（高新）","高新区街道办事处","龙华里世纪龙庭D区社区","1103069695","电网_恒大龙庭D区5#配电室502配电变压器","1000.00","0.0","马倩","2025年7月"]
[361,"唐山供电公司","高新技术产业开发区供电中心","营业二班（计量班）（高新）","高新区街道办事处","龙华里世纪龙庭D区社区","1103069696","电网_恒大龙庭D区6#配电室501配电变压器","1000.00","0.0","马倩","2025年7月"]
[362,"唐山供电公司","高新技术产业开发区供电中心","营业二班（计量班）（高新）","高新区街道办事处","龙华里世纪龙庭D区社区","1103069697","电网_恒大龙庭D区6#配电室502配电变压器","1000.00","0.0","马倩","2025年7月"]
[363,"唐山供电公司","高新技术产业开发区供电中心","营业二班（计量班）（高新）","高新区街道办事处","龙华里世纪龙庭D区社区","1103069698","电网_恒大龙庭D区7#配电室501配电变压器","1000.00","0.0","马倩","2025年7月"]
[364,"唐山供电公司","高新技术产业开发区供电中心","营业二班（计量班）（高新）","高新区街道办事处","龙华里世纪龙庭D区社区","1103069699","电网_恒大龙庭D区7#配电室502配电变压器","1000.00","0.0","马倩","2025年7月"]
[365,"唐山供电公司","高新技术产业开发区供电中心","营业二班（计量班）（高新）","高新区街道办事处","龙华里世纪龙庭D区社区","1103069700","电网_恒大龙庭D区8#配电室502配电变压器","1000.00","0.0","马倩","2025年7月"]
[366,"唐山供电公司","高新技术产业开发区供电中心","营业二班（计量班）（高新）","高新区街道办事处","龙华里世纪龙庭D区社区","1103069701","电网_恒大龙庭D区8#配电室501配电变压器","1000.00","0.0","马倩","2025年7月"]
[367,"唐山供电公司","高新技术产业开发区供电中心","营业二班（计量班）（高新）","高新区街道办事处","龙华里世纪龙庭D区社区","1103069702","电网_恒大龙庭D区9#配电室501配电变压器","1000.00","0.0","马倩","2025年7月"]
[368,"唐山供电公司","高新技术产业开发区供电中心","营业二班（计量班）（高新）","高新区街道办事处","龙华里世纪龙庭D区社区","1103069703","电网_恒大龙庭D区9#配电室502配电变压器","1000.00","0.0","马倩","2025年7月"]
[369,"唐山供电公司","高新技术产业开发区供电中心","营业二班（计量班）（高新）","庆北办事处","前白寺口村","1103075050","电网_10kV高新区变电站521高新东线新开道东环网柜525-8号杆西分2号杆柱上","10.74","0.0","马倩","2025年7月"]
[370,"唐山供电公司","高新技术产业开发区供电中心","营业四班（计量班）（高新）","果园镇","杨家口村","1103075051","电网_10kV甄家庄521甄吴线娘娘庙支7北分2#柱上变压器","216.04","0.0","冯旭","2025年7月"]
[371,"唐山供电公司","高新技术产业开发区供电中心","营业四班（计量班）（高新）","果园镇","娘娘庙村","1103075052","电网_10kV甄家庄521甄吴线娘娘庙支29东分8#柱上变压器","229.30","0.0","冯旭","2025年7月"]
[372,"唐山供电公司","高新技术产业开发区供电中心","营业二班（计量班）（高新）","高新区街道办事处","富华东里荣馨园社区","1103084876","电网_世纪瑞庭5#配电室501配电变压器","800.00","0.0","马倩","2025年7月"]
[373,"唐山供电公司","高新技术产业开发区供电中心","营业二班（计量班）（高新）","高新区街道办事处","富华东里荣馨园社区","1103084877","电网_世纪瑞庭5#配电室502配电变压器","800.00","0.0","马倩","2025年7月"]
[374,"唐山供电公司","高新技术产业开发区供电中心","营业二班（计量班）（高新）","高新区街道办事处","富华东里荣馨园社区","1103084878","电网_世纪瑞庭6#配电室501配电变压器","800.00","0.0","马倩","2025年7月"]
[375,"唐山供电公司","高新技术产业开发区供电中心","营业二班（计量班）（高新）","高新区街道办事处","富华东里荣馨园社区","1103084879","电网_世纪瑞庭6#配电室502配电变压器","800.00","0.0","马倩","2025年7月"]
[376,"唐山供电公司","高新技术产业开发区供电中心","营业二班（计量班）（高新）","高新区街道办事处","富华东里荣馨园社区","1103084880","电网_世纪瑞庭2#配电室501配电变压器","800.00","0.0","马倩","2025年7月"]
[377,"唐山供电公司","高新技术产业开发区供电中心","营业二班（计量班）（高新）","高新区街道办事处","富华东里荣馨园社区","1103084881","电网_世纪瑞庭2#配电室502配电变压器","800.00","0.0","马倩","2025年7月"]
[378,"唐山供电公司","高新技术产业开发区供电中心","营业二班（计量班）（高新）","高新区街道办事处","富华东里荣馨园社区","1103084882","电网_世纪瑞庭1#配电室501配电变压器","800.00","0.0","马倩","2025年7月"]
[379,"唐山供电公司","高新技术产业开发区供电中心","营业二班（计量班）（高新）","高新区街道办事处","富华东里荣馨园社区","1103084883","电网_世纪瑞庭1#配电室502配电变压器","800.00","0.0","马倩","2025年7月"]
[380,"唐山供电公司","高新技术产业开发区供电中心","营业二班（计量班）（高新）","高新区街道办事处","富华东里荣馨园社区","1103084884","电网_世纪瑞庭3#配电室501配电变压器","800.00","0.0","马倩","2025年7月"]
[381,"唐山供电公司","高新技术产业开发区供电中心","营业二班（计量班）（高新）","高新区街道办事处","富华东里荣馨园社区","1103084885","电网_世纪瑞庭3#配电室502配电变压器","800.00","0.0","马倩","2025年7月"]
[382,"唐山供电公司","高新技术产业开发区供电中心","营业二班（计量班）（高新）","高新区街道办事处","富华东里荣馨园社区","1103084886","电网_世纪瑞庭4#配电室501配电变压器","800.00","0.0","马倩","2025年7月"]
[383,"唐山供电公司","高新技术产业开发区供电中心","营业二班（计量班）（高新）","高新区街道办事处","富华东里荣馨园社区","1103084887","电网_世纪瑞庭4#配电室502配电变压器","800.00","0.0","马倩","2025年7月"]
[384,"唐山供电公司","高新技术产业开发区供电中心","营业二班（计量班）（高新）","高新区街道办事处","付家屯工房","1103097223","10kV新城子525新钢线付支11南分3#柱上变压器","160.00","0.0","马倩","2025年7月"]
[385,"唐山供电公司","高新技术产业开发区供电中心","营业二班（计量班）（高新）","高新区街道","龙康西楼","1103097224","电网_10kV龙王庙521龙泉小区线32北分5#柱上变压器","56.00","0.0","马倩","2025年7月"]
[386,"唐山供电公司","高新技术产业开发区供电中心","营业二班（计量班）（高新）","庆北办事处","三益庄村","1103110205","电网_10kV龙王庙522贾安子线35北分7北分4#柱上变压器","31.59","0.0","马倩","2025年7月"]
[387,"唐山供电公司","高新技术产业开发区供电中心","营业二班（计量班）（高新）","庆北办事处","三益庄村","1103110206","电网_10kV龙王庙522贾安子线35北分15北分4#柱上变压器","6.00","0.0","马倩","2025年7月"]
[388,"唐山供电公司","高新技术产业开发区供电中心","营业二班（计量班）（高新）","庆北办事处","新城子村","1103135777","电网_10kV高新511北安道建设东辅路环网柜513线6西分1#柱上变","115.82","0.0","马倩","2025年7月"]
[389,"唐山供电公司","高新技术产业开发区供电中心","营业二班（计量班）（高新）","庆北办事处","刘家洼村","1103135778","电网_10kV高新511新开道西环网柜513线21#柱上变","181.92","0.0","马倩","2025年7月"]
[390,"唐山供电公司","高新技术产业开发区供电中心","营业二班（计量班）（高新）","高新区街道办事处","星河湾社区","1103135781","电网_星河湾开闭站528汇中仪表二号环网柜524线14#柱上变","252.00","0.0","马倩","2025年7月"]
[391,"唐山供电公司","高新技术产业开发区供电中心","营业四班（计量班）（高新）","果园镇","杨家口村","1103135785","电网_10kV甄家庄521甄吴线娘娘庙支6#柱上变","200.00","0.0","冯旭","2025年7月"]
[392,"唐山供电公司","高新技术产业开发区供电中心","营业二班（计量班）（高新）","高新区街道办事处","贾变专线","1103135788","电网_10kV贾变527宋庄线8东分2#柱上变","320.00","0.0","马倩","2025年7月"]
[393,"唐山供电公司","高新技术产业开发区供电中心","营业二班（计量班）（高新）","高新区街道办事处","祥丰里文昌园社区","1103172764","恒大学庭6#配电室503配电变压器","640.00","0.0","马倩","2025年7月"]
[394,"唐山供电公司","高新技术产业开发区供电中心","营业二班（计量班）（高新）","高新区街道办事处","祥丰里文昌园社区","1103172765","恒大学庭6#配电室501配电变压器","800.00","0.0","马倩","2025年7月"]
[395,"唐山供电公司","高新技术产业开发区供电中心","营业二班（计量班）（高新）","高新区街道办事处","祥丰里文昌园社区","1103172766","恒大学庭6#配电室502配电变压器","800.00","0.0","马倩","2025年7月"]
[396,"唐山供电公司","高新技术产业开发区供电中心","营业二班（计量班）（高新）","高新区街道办事处","祥丰里文昌园社区","1103172767","恒大学庭6#配电室504配电变压器","640.00","0.0","马倩","2025年7月"]
[397,"唐山供电公司","高新技术产业开发区供电中心","营业二班（计量班）（高新）","高新区街道办事处","祥丰里文昌园社区","1103172768","恒大学庭7#配电室501配电变压器","800.00","0.0","马倩","2025年7月"]
[398,"唐山供电公司","高新技术产业开发区供电中心","营业二班（计量班）（高新）","高新区街道办事处","祥丰里文昌园社区","1103172769","恒大学庭7#配电室502配电变压器","800.00","0.0","马倩","2025年7月"]
[399,"唐山供电公司","高新技术产业开发区供电中心","营业二班（计量班）（高新）","高新区街道办事处","祥丰里文昌园社区","1103172770","恒大学庭8#配电室503配电变压器","504.00","0.0","马倩","2025年7月"]
[400,"唐山供电公司","高新技术产业开发区供电中心","营业二班（计量班）（高新）","高新区街道办事处","祥丰里文昌园社区","1103172771","恒大学庭8#配电室501配电变压器","640.00","0.0","马倩","2025年7月"]
[401,"唐山供电公司","高新技术产业开发区供电中心","营业二班（计量班）（高新）","高新区街道办事处","祥丰里文昌园社区","1103172772","恒大学庭8#配电室502配电变压器","640.00","0.0","马倩","2025年7月"]
[402,"唐山供电公司","高新技术产业开发区供电中心","营业二班（计量班）（高新）","高新区街道办事处","祥丰里文昌园社区","1103172773","恒大学庭8#配电室504配电变压器","504.00","0.0","马倩","2025年7月"]
[403,"唐山供电公司","高新技术产业开发区供电中心","营业二班（计量班）（高新）","庆北办事处","三益庄村","1103173234","电网_10kV贾变527宋庄线28南1#柱上变","72.20","68.15","马倩","2025年7月"]
[404,"唐山供电公司","高新技术产业开发区供电中心","营业二班（计量班）（高新）","庆北办事处","中白寺口村","1103173235","电网_10kV高新区变电站521高新东线新开道东环网柜525-14西分1号杆柱上变","10.50","0.0","马倩","2025年7月"]
[405,"唐山供电公司","高新技术产业开发区供电中心","营业二班（计量班）（高新）","庆北办事处","三益庄村","1103173236","电网_10kV火炬北路3号环网柜524-6#柱上变","87.32","96.0","马倩","2025年7月"]
[406,"唐山供电公司","高新技术产业开发区供电中心","营业二班（计量班）（高新）","庆北办事处","北白寺口村","1103173237","电网_10kV高新区变电站521高新东线新开道东环网柜525-22号杆柱上变","252.00","0.0","马倩","2025年7月"]
[407,"唐山供电公司","高新技术产业开发区供电中心","营业二班（计量班）（高新）","庆北办事处","田庄村","1103173238","电网_10kV高新区变电站521高新东线新开道东环网柜525-32号杆柱上变","2.02","0.0","马倩","2025年7月"]
[408,"唐山供电公司","高新技术产业开发区供电中心","营业二班（计量班）（高新）","庆北办事处","李各庄村","1103175269","电网_10kV贾变526水泵厂线12西分6+1#柱上变","252.00","0.0","马倩","2025年7月"]
[409,"唐山供电公司","高新技术产业开发区供电中心","营业二班（计量班）（高新）","庆北办事处","中白寺口村","1103175270","10kV高新区变电站521高新东线新开道东环网柜524-14北分3号杆柱上变","12.26","174.64","马倩","2025年7月"]
[410,"唐山供电公司","高新技术产业开发区供电中心","营业二班（计量班）（高新）","庆北办事处","三益庄村","1103175271","电网_10kV贾变527宋庄线21南分1#柱上变","158.45","0.0","马倩","2025年7月"]
[411,"唐山供电公司","高新技术产业开发区供电中心","营业四班（计量班）（高新）","老庄子镇","魏庄子村","1103205568","10kV孙家庄线任各庄511魏支#24魏庄子村4综合配电变压器","0.00","104.58000000000001","冯旭","2025年7月"]
[412,"唐山供电公司","高新技术产业开发区供电中心","营业二班（计量班）（高新）","高新区街道办事处","大学道世纪龙庭社区","1103253509","电网_大学道世纪龙庭509楼箱变501配电变压器","504.00","0.0","马倩","2025年7月"]
[413,"唐山供电公司","高新技术产业开发区供电中心","营业二班（计量班）（高新）","高新区街道办事处","瓦官庄村","1103261320","唐山市金丰冶金矿山机械厂","128.00","0.0","马倩","2025年7月"]
[414,"唐山供电公司","高新技术产业开发区供电中心","营业二班（计量班）（高新）","高新区街道办事处","建设北路专线","1103262812","电网_新城子514线513-3号柱上变","252.00","0.0","马倩","2025年7月"]
[415,"唐山供电公司","高新技术产业开发区供电中心","营业二班（计量班）（高新）","高新区街道办事处","呈方里文昌园社区","1103279206","电网_文昌园1#配电室501配电变压器","800.00","0.0","马倩","2025年7月"]
[416,"唐山供电公司","高新技术产业开发区供电中心","营业二班（计量班）（高新）","高新区街道办事处","呈方里文昌园社区","1103279207","电网_文昌园1#配电室502配电变压器","800.00","0.0","马倩","2025年7月"]
[417,"唐山供电公司","高新技术产业开发区供电中心","营业二班（计量班）（高新）","高新区街道办事处","呈方里文昌园社区","1103279208","电网_文昌园6#配电室502配电变压器","800.00","0.0","马倩","2025年7月"]
[418,"唐山供电公司","高新技术产业开发区供电中心","营业二班（计量班）（高新）","高新区街道办事处","呈方里文昌园社区","1103279209","电网_文昌园4#配电室501配电变压器","800.00","0.0","马倩","2025年7月"]
[419,"唐山供电公司","高新技术产业开发区供电中心","营业二班（计量班）（高新）","高新区街道办事处","呈方里文昌园社区","1103279210","电网_文昌园4#配电室502配电变压器","800.00","0.0","马倩","2025年7月"]
[420,"唐山供电公司","高新技术产业开发区供电中心","营业二班（计量班）（高新）","高新区街道办事处","呈方里文昌园社区","1103279211","电网_文昌园6#配电室501配电变压器","800.00","0.0","马倩","2025年7月"]
[421,"唐山供电公司","高新技术产业开发区供电中心","营业二班（计量班）（高新）","高新区街道办事处","呈方里文昌园社区","1103279212","电网_文昌园5#配电室502配电变压器","800.00","0.0","马倩","2025年7月"]
[422,"唐山供电公司","高新技术产业开发区供电中心","营业二班（计量班）（高新）","高新区街道办事处","呈方里文昌园社区","1103279213","电网_文昌园5#配电室501配电变压器","800.00","0.0","马倩","2025年7月"]
[423,"唐山供电公司","高新技术产业开发区供电中心","营业二班（计量班）（高新）","高新区街道办事处","呈方里文昌园社区","1103279214","电网_文昌园2#配电室502配电变压器","800.00","0.0","马倩","2025年7月"]
[424,"唐山供电公司","高新技术产业开发区供电中心","营业二班（计量班）（高新）","高新区街道办事处","呈方里文昌园社区","1103279215","电网_文昌园2#配电室501配电变压器","800.00","0.0","马倩","2025年7月"]
[425,"唐山供电公司","高新技术产业开发区供电中心","营业二班（计量班）（高新）","高新区街道办事处","呈方里文昌园社区","1103279216","电网_文昌园3#配电室501配电变压器","800.00","0.0","马倩","2025年7月"]
[426,"唐山供电公司","高新技术产业开发区供电中心","营业二班（计量班）（高新）","高新区街道办事处","呈方里文昌园社区","1103279217","电网_文昌园3#配电室502配电变压器","800.00","0.0","马倩","2025年7月"]
[427,"唐山供电公司","高新技术产业开发区供电中心","营业二班（计量班）（高新）","高新区街道办事处","高科总部大厦充电站","1103305578","电网_高科总部大厦充电站501配电变压器","504.00","0.0","马倩","2025年7月"]
[428,"唐山供电公司","高新技术产业开发区供电中心","营业二班（计量班）（高新）","高新区街道办事处","北郊枢纽充电站501配电变压器","1103305579","电网_北郊枢纽充电站501配电变压器","504.00","0.0","马倩","2025年7月"]
[429,"唐山供电公司","高新技术产业开发区供电中心","营业二班（计量班）（高新）","高新区街道办事处","世纪龙庭充电站501配电变压器","1103305580","电网_世纪龙庭充电站501配电变压器","504.00","0.0","马倩","2025年7月"]
[430,"唐山供电公司","高新技术产业开发区供电中心","营业二班（计量班）（高新）","高新区街道办事处","火炬路","1103307565","电网_永强箱变变压器","640.00","0.0","马倩","2025年7月"]
[431,"唐山供电公司","高新技术产业开发区供电中心","营业二班（计量班）（高新）","高新区街道办事处","龙源新居社区","1103359441","电网_龙源新居箱变501配电变压器","504.00","0.0","马倩","2025年7月"]
[432,"唐山供电公司","高新技术产业开发区供电中心","营业二班（计量班）（高新）","高新区街道办事处","龙泽路","1103491617","电网_龙泽路佳木斯箱变501配电变压器","504.00","0.0","马倩","2025年7月"]
[433,"唐山供电公司","高新技术产业开发区供电中心","营业二班（计量班）（高新）","高新区街道办事处","大庆道","1103516861","电网_10kV新城子变电站513新贾线北立交环网柜515高科技底商1南分2#柱上变","160.00","0.0","马倩","2025年7月"]
[434,"唐山供电公司","高新技术产业开发区供电中心","营业二班（计量班）（高新）","高新区街道办事处","火炬路","1103516862","电网_10kV龙王庙变电站542荣开一线荣华道开关站516_10+1东分2#柱上变压器","320.00","0.0","马倩","2025年7月"]
[435,"唐山供电公司","高新技术产业开发区供电中心","营业二班（计量班）（高新）","高新区街道办事处","仁各庄村","1103525475","10kV高新区变电站521高新东线新开道东环网柜524-47东分5+1南分1号杆柱上变压器","160.00","0.0","马倩","2025年7月"]
[436,"唐山供电公司","高新技术产业开发区供电中心","营业二班（计量班）（高新）","高新区街道办事处","和泓大城府社区","1103532051","电网_和泓大城府1#配电站501配电变压器","640.00","0.0","马倩","2025年7月"]
[437,"唐山供电公司","高新技术产业开发区供电中心","营业二班（计量班）（高新）","高新区街道办事处","和泓大城府社区","1103532052","电网_和泓大城府1#配电站502配电变压器","640.00","0.0","马倩","2025年7月"]
[438,"唐山供电公司","高新技术产业开发区供电中心","营业二班（计量班）（高新）","高新区街道办事处","和泓大城府社区","1103532053","电网_和泓大城府2#配电站501配电变压器","640.00","0.0","马倩","2025年7月"]
[439,"唐山供电公司","高新技术产业开发区供电中心","营业二班（计量班）（高新）","高新区街道办事处","和泓大城府社区","1103532054","电网_和泓大城府2#配电站502配电变压器","640.00","0.0","马倩","2025年7月"]
[440,"唐山供电公司","高新技术产业开发区供电中心","营业二班（计量班）（高新）","高新区街道办事处","和泓大城府社区","1103532055","电网_和泓大城府1#配电站504配电变压器","640.00","0.0","马倩","2025年7月"]
[441,"唐山供电公司","高新技术产业开发区供电中心","营业二班（计量班）（高新）","高新区街道办事处","和泓大城府社区","1103532056","电网_和泓大城府1#配电站503配电变压器","640.00","0.0","马倩","2025年7月"]
[442,"唐山供电公司","高新技术产业开发区供电中心","营业二班（计量班）（高新）","高新区街道办事处","锦绣御府社区","1103535276","电网_锦绣御府2#配电室502配电变压器","800.00","0.0","马倩","2025年7月"]
[443,"唐山供电公司","高新技术产业开发区供电中心","营业二班（计量班）（高新）","高新区街道办事处","锦绣御府社区","1103535277","电网_锦绣御府2#配电室501配电变压器","800.00","0.0","马倩","2025年7月"]
[444,"唐山供电公司","高新技术产业开发区供电中心","营业二班（计量班）（高新）","高新区街道办事处","锦绣御府社区","1103535278","电网_锦绣御府1#配电室502配电变压器","640.00","0.0","马倩","2025年7月"]
[445,"唐山供电公司","高新技术产业开发区供电中心","营业二班（计量班）（高新）","高新区街道办事处","锦绣御府社区","1103535279","电网_锦绣御府1#配电室501配电变压器","640.00","0.0","马倩","2025年7月"]
[446,"唐山供电公司","高新技术产业开发区供电中心","营业二班（计量班）（高新）","高新区街道办事处","颂唐雅苑社区","1103539081","电网_颂唐雅苑2#配电室504配电变压器","640.00","0.0","马倩","2025年7月"]
[447,"唐山供电公司","高新技术产业开发区供电中心","营业二班（计量班）（高新）","高新区街道办事处","颂唐雅苑社区","1103539082","电网_颂唐雅苑2#配电室501配电变压器","640.00","0.0","马倩","2025年7月"]
[448,"唐山供电公司","高新技术产业开发区供电中心","营业二班（计量班）（高新）","高新区街道办事处","颂唐雅苑社区","1103539083","电网_颂唐雅苑1#配电室504配电变压器","640.00","0.0","马倩","2025年7月"]
[449,"唐山供电公司","高新技术产业开发区供电中心","营业二班（计量班）（高新）","高新区街道办事处","颂唐雅苑社区","1103539084","电网_颂唐雅苑1#配电室502配电变压器","640.00","0.0","马倩","2025年7月"]
[450,"唐山供电公司","高新技术产业开发区供电中心","营业二班（计量班）（高新）","高新区街道办事处","颂唐雅苑社区","1103539085","电网_颂唐雅苑1#配电室503配电变压器","640.00","0.0","马倩","2025年7月"]
[451,"唐山供电公司","高新技术产业开发区供电中心","营业二班（计量班）（高新）","高新区街道办事处","颂唐雅苑社区","1103539086","电网_颂唐雅苑1#配电室501配电变压器","640.00","0.0","马倩","2025年7月"]
[452,"唐山供电公司","高新技术产业开发区供电中心","营业二班（计量班）（高新）","高新区街道办事处","颂唐雅苑社区","1103539087","电网_颂唐雅苑2#配电室502配电变压器","640.00","0.0","马倩","2025年7月"]
[453,"唐山供电公司","高新技术产业开发区供电中心","营业二班（计量班）（高新）","高新区街道办事处","颂唐雅苑社区","1103539088","电网_颂唐雅苑2#配电室503配电变压器-","640.00","0.0","马倩","2025年7月"]
[454,"唐山供电公司","高新技术产业开发区供电中心","营业二班（计量班）（高新）","高新区街道办事处","马家屯村","1103550936","10kV龙王庙522贾安子线-18东分1","252.00","0.0","马倩","2025年7月"]
[455,"唐山供电公司","高新技术产业开发区供电中心","营业二班（计量班）（高新）","高新区街道办事处","马家屯村","1103554055","电网_龙泽国际1号配电室502配电变压器","800.00","0.0","马倩","2025年7月"]
[456,"唐山供电公司","高新技术产业开发区供电中心","营业二班（计量班）（高新）","高新区街道办事处","河茵北里枫叶园社区","1103554056","电网_龙泽国际4号配电室501配电变压器","800.00","0.0","马倩","2025年7月"]
[457,"唐山供电公司","高新技术产业开发区供电中心","营业二班（计量班）（高新）","高新区街道办事处","河茵北里枫叶园社区","1103554057","电网_龙泽国际3号配电室502配电变压器","800.00","0.0","马倩","2025年7月"]
[458,"唐山供电公司","高新技术产业开发区供电中心","营业二班（计量班）（高新）","高新区街道办事处","河茵北里枫叶园社区","1103554058","电网_龙泽国际1号配电室501配电变压器","800.00","0.0","马倩","2025年7月"]
[459,"唐山供电公司","高新技术产业开发区供电中心","营业二班（计量班）（高新）","高新区街道办事处","河茵北里枫叶园社区","1103554059","电网_龙泽国际5号配电室502配电变压器","800.00","0.0","马倩","2025年7月"]
[460,"唐山供电公司","高新技术产业开发区供电中心","营业二班（计量班）（高新）","高新区街道办事处","河茵北里枫叶园社区","1103554060","电网_龙泽国际4号配电室502配电变压器","800.00","0.0","马倩","2025年7月"]
[461,"唐山供电公司","高新技术产业开发区供电中心","营业二班（计量班）（高新）","高新区街道办事处","河茵北里枫叶园社区","1103554061","电网_龙泽国际5号配电室501配电变压器","800.00","0.0","马倩","2025年7月"]
[462,"唐山供电公司","高新技术产业开发区供电中心","营业二班（计量班）（高新）","高新区街道办事处","河茵北里枫叶园社区","1103554062","电网_龙泽国际2号配电室501配电变压器","800.00","0.0","马倩","2025年7月"]
[463,"唐山供电公司","高新技术产业开发区供电中心","营业二班（计量班）（高新）","高新区街道办事处","河茵北里枫叶园社区","1103554063","电网_龙泽国际3号配电室501配电变压器","800.00","0.0","马倩","2025年7月"]
[464,"唐山供电公司","高新技术产业开发区供电中心","营业二班（计量班）（高新）","高新区街道办事处","河茵北里枫叶园社区","1103554064","电网_龙泽国际2号配电室502配电变压器","800.00","0.0","马倩","2025年7月"]
[465,"唐山供电公司","高新技术产业开发区供电中心","营业二班（计量班）（高新）","高新区街道办事处","河茵北里枫叶园社区","1103555460","电网_枫叶园2号配电室501配电变压器","800.00","0.0","马倩","2025年7月"]
[466,"唐山供电公司","高新技术产业开发区供电中心","营业二班（计量班）（高新）","高新区街道办事处","河茵北里枫叶园社区","1103555463","电网_枫叶园4号配电室502配电变压器","800.00","0.0","马倩","2025年7月"]
[467,"唐山供电公司","高新技术产业开发区供电中心","营业二班（计量班）（高新）","高新区街道办事处","河茵北里枫叶园社区","1103555466","电网_枫叶园3号配电室502配电变压器","800.00","0.0","马倩","2025年7月"]
[468,"唐山供电公司","高新技术产业开发区供电中心","营业二班（计量班）（高新）","高新区街道办事处","河茵北里枫叶园社区","1103555468","电网_枫叶园1号配电室502配电变压器","800.00","0.0","马倩","2025年7月"]
[469,"唐山供电公司","高新技术产业开发区供电中心","营业二班（计量班）（高新）","高新区街道办事处","河茵北里枫叶园社区","1103555469","电网_枫叶园2号配电室502配电变压器","800.00","0.0","马倩","2025年7月"]
[470,"唐山供电公司","高新技术产业开发区供电中心","营业二班（计量班）（高新）","高新区街道办事处","河茵北里枫叶园社区","1103555470","电网_枫叶园4号配电室501配电变压器","800.00","0.0","马倩","2025年7月"]
[471,"唐山供电公司","高新技术产业开发区供电中心","营业二班（计量班）（高新）","高新区街道办事处","河茵北里枫叶园社区","1103555501","电网_枫叶园1号配电室501配电变压器","800.00","0.0","马倩","2025年7月"]
[472,"唐山供电公司","高新技术产业开发区供电中心","营业二班（计量班）（高新）","高新区街道办事处","河茵北里枫叶园社区","1103555504","电网_枫叶园3号配电室501配电变压器-","800.00","0.0","马倩","2025年7月"]
[473,"唐山供电公司","高新技术产业开发区供电中心","营业二班（计量班）（高新）","高新区街道办事处","呈润里世纪瑞庭社区","1103562244","电网_世纪瑞庭呈润里南区2号住宅配电室501配电变压器","800.00","0.0","马倩","2025年7月"]
[474,"唐山供电公司","高新技术产业开发区供电中心","营业二班（计量班）（高新）","高新区街道办事处","呈润里世纪瑞庭社区","1103562245","电网_世纪瑞庭呈润里北区1号住宅配电室502配电变压器","800.00","0.0","马倩","2025年7月"]
[475,"唐山供电公司","高新技术产业开发区供电中心","营业二班（计量班）（高新）","高新区街道办事处","呈润里世纪瑞庭社区","1103562246","电网_世纪瑞庭呈润里北区1号住宅配电室501配电变压器","800.00","0.0","马倩","2025年7月"]
[476,"唐山供电公司","高新技术产业开发区供电中心","营业二班（计量班）（高新）","高新区街道办事处","呈润里世纪瑞庭社区","1103562247","电网_世纪瑞庭呈润里南区3号住宅配电室502配电变压器","800.00","0.0","马倩","2025年7月"]
[477,"唐山供电公司","高新技术产业开发区供电中心","营业二班（计量班）（高新）","高新区街道办事处","呈润里世纪瑞庭社区","1103562248","电网_世纪瑞庭呈润里南区3号住宅配电室501配电变压器","800.00","0.0","马倩","2025年7月"]
[478,"唐山供电公司","高新技术产业开发区供电中心","营业二班（计量班）（高新）","高新区街道办事处","呈润里世纪瑞庭社区","1103562249","电网_世纪瑞庭呈润里南区充电桩配电室502配电变压器","640.00","0.0","马倩","2025年7月"]
[479,"唐山供电公司","高新技术产业开发区供电中心","营业二班（计量班）（高新）","高新区街道办事处","呈润里世纪瑞庭社区","1103562250","电网_世纪瑞庭呈润里南区充电桩配电室501配电变压器","640.00","0.0","马倩","2025年7月"]
[480,"唐山供电公司","高新技术产业开发区供电中心","营业二班（计量班）（高新）","高新区街道办事处","呈润里世纪瑞庭社区","1103562251","电网_世纪瑞庭呈润里北区充电桩配电室502配电变压器","640.00","0.0","马倩","2025年7月"]
[481,"唐山供电公司","高新技术产业开发区供电中心","营业二班（计量班）（高新）","高新区街道办事处","呈润里世纪瑞庭社区","1103562252","电网_世纪瑞庭呈润里北区充电桩配电室501配电变压器","640.00","0.0","马倩","2025年7月"]
[482,"唐山供电公司","高新技术产业开发区供电中心","营业二班（计量班）（高新）","高新区街道办事处","呈润里世纪瑞庭社区","1103562253","电网_世纪瑞庭呈润里南区1号住宅配电室502配电变压器","800.00","0.0","马倩","2025年7月"]
[483,"唐山供电公司","高新技术产业开发区供电中心","营业二班（计量班）（高新）","高新区街道办事处","呈润里世纪瑞庭社区","1103562254","电网_世纪瑞庭呈润里南区1号住宅配电室501配电变压器","800.00","0.0","马倩","2025年7月"]
[484,"唐山供电公司","高新技术产业开发区供电中心","营业二班（计量班）（高新）","高新区街道办事处","呈润里世纪瑞庭社区","1103562255","电网_世纪瑞庭呈润里北区2号住宅配电室502配电变压器","800.00","0.0","马倩","2025年7月"]
[485,"唐山供电公司","高新技术产业开发区供电中心","营业二班（计量班）（高新）","高新区街道办事处","呈润里世纪瑞庭社区","1103562256","电网_世纪瑞庭呈润里北区2号住宅配电室501配电变压器","800.00","0.0","马倩","2025年7月"]
[486,"唐山供电公司","高新技术产业开发区供电中心","营业二班（计量班）（高新）","高新区街道办事处","呈润里世纪瑞庭社区","1103562257","电网_世纪瑞庭呈润里南区2号住宅配电室502配电变压器","800.00","0.0","马倩","2025年7月"]
[487,"唐山供电公司","高新技术产业开发区供电中心","营业二班（计量班）（高新）","高新区街道办事处","天境家园社区","1103563937","电网_龙湖天境4号配电室503配电变压器","504.00","0.0","马倩","2025年7月"]
[488,"唐山供电公司","高新技术产业开发区供电中心","营业二班（计量班）（高新）","高新区街道办事处","天境家园社区","1103563938","电网_龙湖天境4号配电室502配电变压器","640.00","0.0","马倩","2025年7月"]
[489,"唐山供电公司","高新技术产业开发区供电中心","营业二班（计量班）（高新）","高新区街道办事处","天境家园社区","1103563939","电网_龙湖天境4号配电室501配电变压器","640.00","0.0","马倩","2025年7月"]
[490,"唐山供电公司","高新技术产业开发区供电中心","营业二班（计量班）（高新）","高新区街道办事处","天境家园社区","1103563940","电网_龙湖天境3号配电室503配电变压器","504.00","0.0","马倩","2025年7月"]
[491,"唐山供电公司","高新技术产业开发区供电中心","营业二班（计量班）（高新）","高新区街道办事处","天境家园社区","1103563941","电网_龙湖天境3号配电室501配电变压器","640.00","0.0","马倩","2025年7月"]
[492,"唐山供电公司","高新技术产业开发区供电中心","营业二班（计量班）（高新）","高新区街道办事处","天境家园社区","1103563942","电网_龙湖天境3号配电室502配电变压器","640.00","0.0","马倩","2025年7月"]
[493,"唐山供电公司","高新技术产业开发区供电中心","营业二班（计量班）（高新）","高新区街道办事处","天境家园社区","1103563943","电网_龙湖天境2号配电室502配电变压器","640.00","0.0","马倩","2025年7月"]
[494,"唐山供电公司","高新技术产业开发区供电中心","营业二班（计量班）（高新）","高新区街道办事处","天境家园社区","1103563944","电网_龙湖天境2号配电室503配电变压器","504.00","0.0","马倩","2025年7月"]
[495,"唐山供电公司","高新技术产业开发区供电中心","营业二班（计量班）（高新）","高新区街道办事处","天境家园社区","1103563945","电网_龙湖天境2号配电室501配电变压器","640.00","0.0","马倩","2025年7月"]
[496,"唐山供电公司","高新技术产业开发区供电中心","营业二班（计量班）（高新）","高新区街道办事处","天境家园社区","1103563946","电网_龙湖天境1号配电室502配电变压器","640.00","0.0","马倩","2025年7月"]
[497,"唐山供电公司","高新技术产业开发区供电中心","营业二班（计量班）（高新）","高新区街道办事处","天境家园社区","1103563947","电网_龙湖天境1号配电室501配电变压器","640.00","0.0","马倩","2025年7月"]
[498,"唐山供电公司","高新技术产业开发区供电中心","营业二班（计量班）（高新）","高新区街道办事处","天境家园社区","1103563948","电网_龙湖天境1号配电室503配电变压器","504.00","0.0","马倩","2025年7月"]
[499,"唐山供电公司","高新技术产业开发区供电中心","营业二班（计量班）（高新）","高新区街道办事处","河茵里枫叶园社区","1103583924","电网_万科翡翠蓝山1号配电室504配电变压器","640.00","0.0","马倩","2025年7月"]
[500,"唐山供电公司","高新技术产业开发区供电中心","营业二班（计量班）（高新）","高新区街道办事处","河茵里枫叶园社区","1103583925","电网_万科翡翠蓝山4号配电室502配电变压器","800.00","0.0","马倩","2025年7月"]
[501,"唐山供电公司","高新技术产业开发区供电中心","营业二班（计量班）（高新）","高新区街道办事处","河茵里枫叶园社区","1103583927","电网_万科翡翠蓝山1号配电室502配电变压器","640.00","0.0","马倩","2025年7月"]
[502,"唐山供电公司","高新技术产业开发区供电中心","营业二班（计量班）（高新）","高新区街道办事处","河茵里枫叶园社区","1103583928","电网_万科翡翠蓝山2号配电室504配电变压器","800.00","0.0","马倩","2025年7月"]
[503,"唐山供电公司","高新技术产业开发区供电中心","营业二班（计量班）（高新）","高新区街道办事处","河茵里枫叶园社区","1103583929","万科翡翠蓝山2号配电室503配电变压器","800.00","0.0","马倩","2025年7月"]
[504,"唐山供电公司","高新技术产业开发区供电中心","营业二班（计量班）（高新）","高新区街道办事处","河茵里枫叶园社区","1103583930","电网_万科翡翠蓝山1号配电室501配电变压器","640.00","0.0","马倩","2025年7月"]
[505,"唐山供电公司","高新技术产业开发区供电中心","营业二班（计量班）（高新）","高新区街道办事处","河茵里枫叶园社区","1103583931","万科翡翠蓝山3号配电室502配电变压器","800.00","0.0","马倩","2025年7月"]
[506,"唐山供电公司","高新技术产业开发区供电中心","营业二班（计量班）（高新）","高新区街道办事处","河茵里枫叶园社区","1103583932","电网_万科翡翠蓝山2号配电室502配电变压器","640.00","0.0","马倩","2025年7月"]
[507,"唐山供电公司","高新技术产业开发区供电中心","营业二班（计量班）（高新）","高新区街道办事处","河茵里枫叶园社区","1103583933","电网_万科翡翠蓝山2号配电室501配电变压器","640.00","0.0","马倩","2025年7月"]
[508,"唐山供电公司","高新技术产业开发区供电中心","营业二班（计量班）（高新）","高新区街道办事处","河茵里枫叶园社区","1103583934","电网_万科翡翠蓝山1号配电室503配电变压器","640.00","0.0","马倩","2025年7月"]
[509,"唐山供电公司","高新技术产业开发区供电中心","营业二班（计量班）（高新）","高新区街道办事处","河茵里枫叶园社区","1103583935","电网_万科翡翠蓝山3号配电室501配电变压器","800.00","0.0","马倩","2025年7月"]
[510,"唐山供电公司","高新技术产业开发区供电中心","营业二班（计量班）（高新）","高新区街道办事处","河茵里枫叶园社区","1103593938","电网_翡翠蓝山充电桩配电室501配电变压器","800.00","0.0","马倩","2025年7月"]
[511,"唐山供电公司","高新技术产业开发区供电中心","营业二班（计量班）（高新）","高新区街道办事处","河茵里枫叶园社区","1103593940","翡翠蓝山充电桩配电室502配电变压器","800.00","0.0","马倩","2025年7月"]
[512,"唐山供电公司","高新技术产业开发区供电中心","营业二班（计量班）（高新）","高新区街道办事处","润唐城社区","1103593943","电网_万科未来城回迁区4号配电室502配电变压器","800.00","0.0","马倩","2025年7月"]
[513,"唐山供电公司","高新技术产业开发区供电中心","营业二班（计量班）（高新）","高新区街道办事处","润唐城社区","1103593944","电网_万科未来城回迁区3号配电室501配电变压器","800.00","0.0","马倩","2025年7月"]
[514,"唐山供电公司","高新技术产业开发区供电中心","营业二班（计量班）（高新）","高新区街道办事处","润唐城社区","1103593945","电网_万科未来城回迁区4号配电室501配电变压器","800.00","0.0","马倩","2025年7月"]
[515,"唐山供电公司","高新技术产业开发区供电中心","营业二班（计量班）（高新）","高新区街道办事处","润唐城社区","1103593946","电网_万科未来城回迁区4号配电室504配电变压器","800.00","0.0","马倩","2025年7月"]
[516,"唐山供电公司","高新技术产业开发区供电中心","营业二班（计量班）（高新）","高新区街道办事处","润唐城社区","1103593947","电网_万科未来城回迁区4号配电室503配电变压器","800.00","0.0","马倩","2025年7月"]
[517,"唐山供电公司","高新技术产业开发区供电中心","营业二班（计量班）（高新）","高新区街道办事处","润唐城社区","1103593948","电网_万科未来城回迁区3号配电室503配电变压器","800.00","0.0","马倩","2025年7月"]
[518,"唐山供电公司","高新技术产业开发区供电中心","营业二班（计量班）（高新）","高新区街道办事处","润唐城社区","1103593949","电网_万科未来城回迁区1号配电室501配电变压器","800.00","0.0","马倩","2025年7月"]
[519,"唐山供电公司","高新技术产业开发区供电中心","营业二班（计量班）（高新）","高新区街道办事处","润唐城社区","1103593950","电网_万科未来城回迁区1号配电室503配电变压器","800.00","0.0","马倩","2025年7月"]
[520,"唐山供电公司","高新技术产业开发区供电中心","营业二班（计量班）（高新）","高新区街道办事处","润唐城社区","1103593951","电网_万科未来城回迁区2号配电室501配电变压器","800.00","0.0","马倩","2025年7月"]
[521,"唐山供电公司","高新技术产业开发区供电中心","营业二班（计量班）（高新）","高新区街道办事处","润唐城社区","1103593952","电网_万科未来城回迁区1号配电室504配电变压器","800.00","0.0","马倩","2025年7月"]
[522,"唐山供电公司","高新技术产业开发区供电中心","营业二班（计量班）（高新）","高新区街道办事处","润唐城社区","1103593953","电网_万科未来城回迁区2号配电室503配电变压器","800.00","0.0","马倩","2025年7月"]
[523,"唐山供电公司","高新技术产业开发区供电中心","营业二班（计量班）（高新）","高新区街道办事处","润唐城社区","1103593954","电网_万科未来城回迁区2号配电室504配电变压器","800.00","0.0","马倩","2025年7月"]
[524,"唐山供电公司","高新技术产业开发区供电中心","营业二班（计量班）（高新）","高新区街道办事处","润唐城社区","1103593955","电网_万科未来城回迁区3号配电室502配电变压器","800.00","0.0","马倩","2025年7月"]
[525,"唐山供电公司","高新技术产业开发区供电中心","营业二班（计量班）（高新）","高新区街道办事处","润唐城社区","1103593956","电网_万科未来城回迁区1号配电室502配电变压器","800.00","0.0","马倩","2025年7月"]
[526,"唐山供电公司","高新技术产业开发区供电中心","营业二班（计量班）（高新）","高新区街道办事处","润唐城社区","1103593957","电网_万科未来城回迁区2号配电室502配电变压器","800.00","0.0","马倩","2025年7月"]
[527,"唐山供电公司","高新技术产业开发区供电中心","营业二班（计量班）（高新）","高新区街道办事处","润唐城社区","1103593958","电网_万科未来城回迁区3号配电室504配电变压器","800.00","0.0","马倩","2025年7月"]
[528,"唐山供电公司","高新技术产业开发区供电中心","营业二班（计量班）（高新）","高新区街道办事处","宁馨园社区","1103603500","电网_宁馨园4号配电室501配电变压器","800.00","0.0","马倩","2025年7月"]
[529,"唐山供电公司","高新技术产业开发区供电中心","营业二班（计量班）（高新）","高新区街道办事处","宁馨园社区","1103603501","电网_宁馨园4号配电室502配电变压器","800.00","0.0","马倩","2025年7月"]
[530,"唐山供电公司","高新技术产业开发区供电中心","营业二班（计量班）（高新）","高新区街道办事处","宁馨园社区","1103603502","电网_宁馨园2号配电室502配电变压器","800.00","0.0","马倩","2025年7月"]
[531,"唐山供电公司","高新技术产业开发区供电中心","营业二班（计量班）（高新）","高新区街道办事处","宁馨园社区","1103603503","电网_宁馨园2号配电室501配电变压器","800.00","0.0","马倩","2025年7月"]
[532,"唐山供电公司","高新技术产业开发区供电中心","营业二班（计量班）（高新）","高新区街道办事处","宁馨园社区","1103603504","电网_宁馨园1号配电室503配电变压器","800.00","0.0","马倩","2025年7月"]
[533,"唐山供电公司","高新技术产业开发区供电中心","营业二班（计量班）（高新）","高新区街道办事处","宁馨园社区","1103603505","电网_宁馨园1号配电室501配电变压器","800.00","0.0","马倩","2025年7月"]
[534,"唐山供电公司","高新技术产业开发区供电中心","营业二班（计量班）（高新）","高新区街道办事处","宁馨园社区","1103603506","电网_宁馨园1号配电室502配电变压器","800.00","0.0","马倩","2025年7月"]
[535,"唐山供电公司","高新技术产业开发区供电中心","营业二班（计量班）（高新）","高新区街道办事处","宁馨园社区","1103603507","电网_宁馨园1号配电室504配电变压器","800.00","0.0","马倩","2025年7月"]
[536,"唐山供电公司","高新技术产业开发区供电中心","营业二班（计量班）（高新）","高新区街道办事处","宁馨园社区","1103603508","电网_宁馨园3号配电室504配电变压器","640.00","0.0","马倩","2025年7月"]
[537,"唐山供电公司","高新技术产业开发区供电中心","营业二班（计量班）（高新）","高新区街道办事处","宁馨园社区","1103603509","电网_宁馨园3号配电室503配电变压器","640.00","0.0","马倩","2025年7月"]
[538,"唐山供电公司","高新技术产业开发区供电中心","营业二班（计量班）（高新）","高新区街道办事处","宁馨园社区","1103603510","电网_宁馨园3号配电室501配电变压器","800.00","0.0","马倩","2025年7月"]
[539,"唐山供电公司","高新技术产业开发区供电中心","营业二班（计量班）（高新）","高新区街道办事处","宁馨园社区","1103603531","电网_宁馨园3号配电室502配电变压器","800.00","0.0","马倩","2025年7月"]
[540,"唐山供电公司","高新技术产业开发区供电中心","营业二班（计量班）（高新）","高新区街道办事处","宁馨园社区","1103603547","电网_宁馨园1号充电桩配电室502配电变压器","640.00","0.0","马倩","2025年7月"]
[541,"唐山供电公司","高新技术产业开发区供电中心","营业二班（计量班）（高新）","高新区街道办事处","宁馨园社区","1103603548","电网_宁馨园1号充电桩配电室501配电变压器","640.00","0.0","马倩","2025年7月"]
[542,"唐山供电公司","高新技术产业开发区供电中心","营业二班（计量班）（高新）","高新区街道办事处","龙泽北路社区","1103604379","电网_龙泽路高速交警箱变315501配电变压器","252.00","0.0","马倩","2025年7月"]
[543,"唐山供电公司","高新技术产业开发区供电中心","营业二班（计量班）（高新）","高新区街道办事处","星河湾社区","1103643735","星河湾A区2#配电室502配电变压器","800.00","0.0","马倩","2025年7月"]
[544,"唐山供电公司","高新技术产业开发区供电中心","营业二班（计量班）（高新）","高新区街道办事处","星河湾社区","1103643736","星河湾A区2#配电室501配电变压器","800.00","0.0","马倩","2025年7月"]
[545,"唐山供电公司","高新技术产业开发区供电中心","营业二班（计量班）（高新）","高新区街道办事处","星河湾社区","1103643737","星河湾A区2#配电室504配电变压器","800.00","0.0","马倩","2025年7月"]
[546,"唐山供电公司","高新技术产业开发区供电中心","营业二班（计量班）（高新）","高新区街道办事处","星河湾社区","1103643738","星河湾A区2#配电室503配电变压器","800.00","0.0","马倩","2025年7月"]
[547,"唐山供电公司","高新技术产业开发区供电中心","营业二班（计量班）（高新）","高新区街道办事处","星河湾社区","1103643739","星河湾A区1#配电室504配电变压器","800.00","0.0","马倩","2025年7月"]
[548,"唐山供电公司","高新技术产业开发区供电中心","营业二班（计量班）（高新）","高新区街道办事处","星河湾社区","1103643740","星河湾A区1#配电室501配电变压器","800.00","0.0","马倩","2025年7月"]
[549,"唐山供电公司","高新技术产业开发区供电中心","营业二班（计量班）（高新）","高新区街道办事处","星河湾社区","1103643741","星河湾A区1#配电室503配电变压器","800.00","0.0","马倩","2025年7月"]
[550,"唐山供电公司","高新技术产业开发区供电中心","营业二班（计量班）（高新）","高新区街道办事处","呈泽里悦茂城社区","1103653204","电网_国茂府A01地块5号配电室502配电变压器","800.00","0.0","马倩","2025年7月"]
[551,"唐山供电公司","高新技术产业开发区供电中心","营业二班（计量班）（高新）","高新区街道办事处","呈泽里悦茂城社区","1103653205","电网_国茂府A01地块1号配电室502配电变压器","800.00","0.0","马倩","2025年7月"]
[552,"唐山供电公司","高新技术产业开发区供电中心","营业二班（计量班）（高新）","高新区街道办事处","呈泽里悦茂城社区","1103653206","电网_国茂府A01地块4号配电室502配电变压器","800.00","0.0","马倩","2025年7月"]
[553,"唐山供电公司","高新技术产业开发区供电中心","营业二班（计量班）（高新）","高新区街道办事处","呈泽里悦茂城社区","1103653207","电网_国茂府A01地块5号配电室501配电变压器","800.00","0.0","马倩","2025年7月"]
[554,"唐山供电公司","高新技术产业开发区供电中心","营业二班（计量班）（高新）","高新区街道办事处","呈泽里悦茂城社区","1103653208","电网_国茂府A01地块4号配电室501配电变压器","800.00","0.0","马倩","2025年7月"]
[555,"唐山供电公司","高新技术产业开发区供电中心","营业二班（计量班）（高新）","高新区街道办事处","呈泽里悦茂城社区","1103653209","电网_国茂府A01地块4号配电室503配电变压器","640.00","0.0","马倩","2025年7月"]
[556,"唐山供电公司","高新技术产业开发区供电中心","营业二班（计量班）（高新）","高新区街道办事处","呈泽里悦茂城社区","1103653210","电网_国茂府A01地块1号配电室501配电变压器","800.00","0.0","马倩","2025年7月"]
[557,"唐山供电公司","高新技术产业开发区供电中心","营业二班（计量班）（高新）","高新区街道办事处","呈泽里悦茂城社区","1103653211","电网_国茂府A01地块5号配电室504配电变压器","640.00","0.0","马倩","2025年7月"]
[558,"唐山供电公司","高新技术产业开发区供电中心","营业二班（计量班）（高新）","高新区街道办事处","呈泽里悦茂城社区","1103653212","电网_国茂府A01地块2号配电室501配电变压器","800.00","0.0","马倩","2025年7月"]
[559,"唐山供电公司","高新技术产业开发区供电中心","营业二班（计量班）（高新）","高新区街道办事处","呈泽里悦茂城社区","1103653213","电网_国茂府A01地块2号配电室502配电变压器","800.00","0.0","马倩","2025年7月"]
[560,"唐山供电公司","高新技术产业开发区供电中心","营业二班（计量班）（高新）","高新区街道办事处","呈泽里悦茂城社区","1103653214","电网_国茂府A01地块3号配电室502配电变压器","800.00","0.0","马倩","2025年7月"]
[561,"唐山供电公司","高新技术产业开发区供电中心","营业二班（计量班）（高新）","高新区街道办事处","呈泽里悦茂城社区","1103653215","电网_国茂府A01地块3号配电室504配电变压器","640.00","0.0","马倩","2025年7月"]
[562,"唐山供电公司","高新技术产业开发区供电中心","营业二班（计量班）（高新）","高新区街道办事处","呈泽里悦茂城社区","1103653216","电网_国茂府A01地块2号配电室503配电变压器","640.00","0.0","马倩","2025年7月"]
[563,"唐山供电公司","高新技术产业开发区供电中心","营业二班（计量班）（高新）","高新区街道办事处","呈泽里悦茂城社区","1103653217","电网_国茂府A01地块3号配电室501配电变压器","800.00","0.0","马倩","2025年7月"]
[564,"唐山供电公司","高新技术产业开发区供电中心","营业二班（计量班）（高新）","高新区街道办事处","呈方里文昌园社区","1103653319","恒大学庭2号配电室503配电变压器","640.00","0.0","马倩","2025年7月"]
[565,"唐山供电公司","高新技术产业开发区供电中心","营业二班（计量班）（高新）","高新区街道办事处","呈方里文昌园社区","1103653320","恒大学庭5号配电室503配电变压器","640.00","0.0","马倩","2025年7月"]
[566,"唐山供电公司","高新技术产业开发区供电中心","营业二班（计量班）（高新）","高新区街道办事处","呈方里文昌园社区","1103653321","恒大学庭5号配电室502配电变压器","640.00","0.0","马倩","2025年7月"]
[567,"唐山供电公司","高新技术产业开发区供电中心","营业二班（计量班）（高新）","高新区街道办事处","呈方里文昌园社区","1103653322","恒大学庭4号配电室504配电变压器","640.00","0.0","马倩","2025年7月"]
[568,"唐山供电公司","高新技术产业开发区供电中心","营业二班（计量班）（高新）","高新区街道办事处","呈方里文昌园社区","1103653323","恒大学庭5号配电室501配电变压器","640.00","0.0","马倩","2025年7月"]
[569,"唐山供电公司","高新技术产业开发区供电中心","营业二班（计量班）（高新）","高新区街道办事处","呈方里文昌园社区","1103653324","恒大学庭4号配电室503配电变压器","640.00","0.0","马倩","2025年7月"]
[570,"唐山供电公司","高新技术产业开发区供电中心","营业二班（计量班）（高新）","高新区街道办事处","呈方里文昌园社区","1103653325","恒大学庭2号配电室502配电变压器","640.00","0.0","马倩","2025年7月"]
[571,"唐山供电公司","高新技术产业开发区供电中心","营业二班（计量班）（高新）","高新区街道办事处","呈方里文昌园社区","1103653326","恒大学庭3号配电室503配电变压器","640.00","0.0","马倩","2025年7月"]
[572,"唐山供电公司","高新技术产业开发区供电中心","营业二班（计量班）（高新）","高新区街道办事处","呈方里文昌园社区","1103653327","恒大学庭3号配电室501配电变压器","640.00","0.0","马倩","2025年7月"]
[573,"唐山供电公司","高新技术产业开发区供电中心","营业二班（计量班）（高新）","高新区街道办事处","呈方里文昌园社区","1103653328","恒大学庭4号配电室502配电变压器","640.00","0.0","马倩","2025年7月"]
[574,"唐山供电公司","高新技术产业开发区供电中心","营业二班（计量班）（高新）","高新区街道办事处","呈方里文昌园社区","1103653329","恒大学庭4号配电室501配电变压器","640.00","0.0","马倩","2025年7月"]
[575,"唐山供电公司","高新技术产业开发区供电中心","营业二班（计量班）（高新）","高新区街道办事处","呈方里文昌园社区","1103653330","恒大学庭2号配电室501配电变压器","640.00","0.0","马倩","2025年7月"]
[576,"唐山供电公司","高新技术产业开发区供电中心","营业二班（计量班）（高新）","高新区街道办事处","呈方里文昌园社区","1103653331","恒大学庭5号配电室504配电变压器","640.00","0.0","马倩","2025年7月"]
[577,"唐山供电公司","高新技术产业开发区供电中心","营业二班（计量班）（高新）","高新区街道办事处","呈方里文昌园社区","1103653332","恒大学庭1号配电室503配电变压器","504.00","0.0","马倩","2025年7月"]
[578,"唐山供电公司","高新技术产业开发区供电中心","营业二班（计量班）（高新）","高新区街道办事处","呈方里文昌园社区","1103653333","恒大学庭2号配电室504配电变压器","640.00","0.0","马倩","2025年7月"]
[579,"唐山供电公司","高新技术产业开发区供电中心","营业二班（计量班）（高新）","高新区街道办事处","呈方里文昌园社区","1103653334","恒大学庭1号配电室504配电变压器","504.00","0.0","马倩","2025年7月"]
[580,"唐山供电公司","高新技术产业开发区供电中心","营业二班（计量班）（高新）","高新区街道办事处","呈方里文昌园社区","1103653335","恒大学庭3号配电室502配电变压器","640.00","0.0","马倩","2025年7月"]
[581,"唐山供电公司","高新技术产业开发区供电中心","营业二班（计量班）（高新）","高新区街道办事处","呈方里文昌园社区","1103653336","恒大学庭3号配电室504配电变压器","640.00","0.0","马倩","2025年7月"]
[582,"唐山供电公司","高新技术产业开发区供电中心","营业二班（计量班）（高新）","高新区街道办事处","呈方里文昌园社区","1103653337","恒大学庭1号配电室501配电变压器","504.00","0.0","马倩","2025年7月"]
[583,"唐山供电公司","高新技术产业开发区供电中心","营业二班（计量班）（高新）","高新区街道办事处","呈方里文昌园社区","1103653338","恒大学庭1号配电室502配电变压器","504.00","0.0","马倩","2025年7月"]
[584,"唐山供电公司","高新技术产业开发区供电中心","营业二班（计量班）（高新）","高新区街道办事处","龙安里悦茂城社区","1103657335","电网_国茂府回迁区1号配电室503配电变压器","640.00","0.0","马倩","2025年7月"]
[585,"唐山供电公司","高新技术产业开发区供电中心","营业二班（计量班）（高新）","高新区街道办事处","龙安里悦茂城社区","1103657336","电网_国茂府回迁区1号配电室502配电变压器","800.00","0.0","马倩","2025年7月"]
[586,"唐山供电公司","高新技术产业开发区供电中心","营业二班（计量班）（高新）","高新区街道办事处","龙安里悦茂城社区","1103657337","电网_国茂府回迁区4号配电室503配电变压器","800.00","0.0","马倩","2025年7月"]
[587,"唐山供电公司","高新技术产业开发区供电中心","营业二班（计量班）（高新）","高新区街道办事处","龙安里悦茂城社区","1103657338","电网_国茂府回迁区4号配电室501配电变压器","640.00","0.0","马倩","2025年7月"]
[588,"唐山供电公司","高新技术产业开发区供电中心","营业二班（计量班）（高新）","高新区街道办事处","龙安里悦茂城社区","1103657339","电网_国茂府回迁区2号配电室502配电变压器","800.00","0.0","马倩","2025年7月"]
[589,"唐山供电公司","高新技术产业开发区供电中心","营业二班（计量班）（高新）","高新区街道办事处","龙安里悦茂城社区","1103657340","电网_国茂府回迁区5号配电室502配电变压器","800.00","0.0","马倩","2025年7月"]
[590,"唐山供电公司","高新技术产业开发区供电中心","营业二班（计量班）（高新）","高新区街道办事处","龙安里悦茂城社区","1103657341","电网_国茂府回迁区5号配电室504配电变压器","640.00","0.0","马倩","2025年7月"]
[591,"唐山供电公司","高新技术产业开发区供电中心","营业二班（计量班）（高新）","高新区街道办事处","龙安里悦茂城社区","1103657342","电网_国茂府回迁区3号配电室502配电变压器","800.00","0.0","马倩","2025年7月"]
[592,"唐山供电公司","高新技术产业开发区供电中心","营业二班（计量班）（高新）","高新区街道办事处","龙安里悦茂城社区","1103657343","电网_国茂府回迁区2号配电室504配电变压器","640.00","0.0","马倩","2025年7月"]
[593,"唐山供电公司","高新技术产业开发区供电中心","营业二班（计量班）（高新）","高新区街道办事处","龙安里悦茂城社区","1103657344","电网_国茂府回迁区3号配电室501配电变压器","800.00","0.0","马倩","2025年7月"]
[594,"唐山供电公司","高新技术产业开发区供电中心","营业二班（计量班）（高新）","高新区街道办事处","龙安里悦茂城社区","1103657345","电网_国茂府回迁区5号配电室501配电变压器","800.00","0.0","马倩","2025年7月"]
[595,"唐山供电公司","高新技术产业开发区供电中心","营业二班（计量班）（高新）","高新区街道办事处","龙安里悦茂城社区","1103657346","电网_国茂府回迁区6号配电室502配电变压器","800.00","0.0","马倩","2025年7月"]
[596,"唐山供电公司","高新技术产业开发区供电中心","营业二班（计量班）（高新）","高新区街道办事处","龙安里悦茂城社区","1103657347","电网_国茂府回迁区6号配电室501配电变压器","800.00","0.0","马倩","2025年7月"]
[597,"唐山供电公司","高新技术产业开发区供电中心","营业二班（计量班）（高新）","高新区街道办事处","龙安里悦茂城社区","1103657348","电网_国茂府回迁区1号配电室501配电变压器","800.00","0.0","马倩","2025年7月"]
[598,"唐山供电公司","高新技术产业开发区供电中心","营业二班（计量班）（高新）","高新区街道办事处","龙安里悦茂城社区","1103657349","电网_国茂府回迁区2号配电室501配电变压器","800.00","0.0","马倩","2025年7月"]
[599,"唐山供电公司","高新技术产业开发区供电中心","营业二班（计量班）（高新）","高新区街道办事处","龙安里悦茂城社区","1103657350","电网_国茂府回迁区4号配电室502配电变压器","800.00","0.0","马倩","2025年7月"]
[600,"唐山供电公司","高新技术产业开发区供电中心","营业二班（计量班）（高新）","高新区街道办事处","唐馨苑社区","1103660058","唐馨苑1号配电室501配电变压器","640.00","0.0","马倩","2025年7月"]
[601,"唐山供电公司","高新技术产业开发区供电中心","营业二班（计量班）（高新）","高新区街道办事处","唐馨苑社区","1103660059","唐馨苑1号配电室504配电变压器","640.00","0.0","马倩","2025年7月"]
[602,"唐山供电公司","高新技术产业开发区供电中心","营业二班（计量班）（高新）","高新区街道办事处","唐馨苑社区","1103660060","唐馨苑1号配电室503配电变压器","640.00","0.0","马倩","2025年7月"]
[603,"唐山供电公司","高新技术产业开发区供电中心","营业二班（计量班）（高新）","高新区街道办事处","唐馨苑社区","1103660061","唐馨苑1号配电室502配电变压器","640.00","0.0","马倩","2025年7月"]
[604,"唐山供电公司","高新技术产业开发区供电中心","营业二班（计量班）（高新）","高新区街道办事处","唐馨苑社区","1103660062","唐馨苑5号配电室503配电变压器","640.00","0.0","马倩","2025年7月"]
[605,"唐山供电公司","高新技术产业开发区供电中心","营业二班（计量班）（高新）","高新区街道办事处","唐馨苑社区","1103660063","唐馨苑3号配电室501配电变压器","640.00","0.0","马倩","2025年7月"]
[606,"唐山供电公司","高新技术产业开发区供电中心","营业二班（计量班）（高新）","高新区街道办事处","唐馨苑社区","1103660064","唐馨苑4号配电室501配电变压器","640.00","0.0","马倩","2025年7月"]
[607,"唐山供电公司","高新技术产业开发区供电中心","营业二班（计量班）（高新）","高新区街道办事处","唐馨苑社区","1103660065","唐馨苑4号配电室502配电变压器","640.00","0.0","马倩","2025年7月"]
[608,"唐山供电公司","高新技术产业开发区供电中心","营业二班（计量班）（高新）","高新区街道办事处","唐馨苑社区","1103660066","唐馨苑2号配电室504配电变压器","640.00","0.0","马倩","2025年7月"]
[609,"唐山供电公司","高新技术产业开发区供电中心","营业二班（计量班）（高新）","高新区街道办事处","唐馨苑社区","1103660067","唐馨苑2号配电室502配电变压器","640.00","0.0","马倩","2025年7月"]
[610,"唐山供电公司","高新技术产业开发区供电中心","营业二班（计量班）（高新）","高新区街道办事处","唐馨苑社区","1103660068","唐馨苑5号配电室504配电变压器","640.00","0.0","马倩","2025年7月"]
[611,"唐山供电公司","高新技术产业开发区供电中心","营业二班（计量班）（高新）","高新区街道办事处","唐馨苑社区","1103660069","唐馨苑5号配电室502配电变压器","640.00","0.0","马倩","2025年7月"]
[612,"唐山供电公司","高新技术产业开发区供电中心","营业二班（计量班）（高新）","高新区街道办事处","唐馨苑社区","1103660070","唐馨苑3号配电室502配电变压器","640.00","0.0","马倩","2025年7月"]
[613,"唐山供电公司","高新技术产业开发区供电中心","营业二班（计量班）（高新）","高新区街道办事处","唐馨苑社区","1103660071","唐馨苑5号配电室501配电变压器","640.00","0.0","马倩","2025年7月"]
[614,"唐山供电公司","高新技术产业开发区供电中心","营业二班（计量班）（高新）","高新区街道办事处","唐馨苑社区","1103660072","唐馨苑2号配电室503配电变压器","640.00","0.0","马倩","2025年7月"]
[615,"唐山供电公司","高新技术产业开发区供电中心","营业二班（计量班）（高新）","高新区街道办事处","唐馨苑社区","1103660073","唐馨苑2号配电室501配电变压器","640.00","0.0","马倩","2025年7月"]
[616,"唐山供电公司","高新技术产业开发区供电中心","营业二班（计量班）（高新）","高新区街道办事处","龙安里悦茂城社区","1103679386","电网_国茂府A02地块2号配电室503配电变压器","640.00","0.0","马倩","2025年7月"]
[617,"唐山供电公司","高新技术产业开发区供电中心","营业二班（计量班）（高新）","高新区街道办事处","龙安里悦茂城社区","1103679387","电网_国茂府A02地块1号配电室501配电变压器","640.00","0.0","马倩","2025年7月"]
[618,"唐山供电公司","高新技术产业开发区供电中心","营业二班（计量班）（高新）","高新区街道办事处","龙安里悦茂城社区","1103679388","电网_国茂府A02地块2号配电室501配电变压器","800.00","0.0","马倩","2025年7月"]
[619,"唐山供电公司","高新技术产业开发区供电中心","营业二班（计量班）（高新）","高新区街道办事处","龙安里悦茂城社区","1103679389","电网_国茂府A02地块3号配电室501配电变压器","800.00","0.0","马倩","2025年7月"]
[620,"唐山供电公司","高新技术产业开发区供电中心","营业二班（计量班）（高新）","高新区街道办事处","龙安里悦茂城社区","1103679390","电网_国茂府A02地块3号配电室502配电变压器","800.00","0.0","马倩","2025年7月"]
[621,"唐山供电公司","高新技术产业开发区供电中心","营业二班（计量班）（高新）","高新区街道办事处","龙安里悦茂城社区","1103679391","电网_国茂府A02地块2号配电室502配电变压器","800.00","0.0","马倩","2025年7月"]
[622,"唐山供电公司","高新技术产业开发区供电中心","营业二班（计量班）（高新）","高新区街道办事处","龙安里悦茂城社区","1103679392","电网_国茂府A02地块1号配电室504配电变压器","640.00","0.0","马倩","2025年7月"]
[623,"唐山供电公司","高新技术产业开发区供电中心","营业二班（计量班）（高新）","高新区街道办事处","龙安里悦茂城社区","1103679393","电网_国茂府A02地块1号配电室502配电变压器","640.00","0.0","马倩","2025年7月"]
[624,"唐山供电公司","高新技术产业开发区供电中心","营业二班（计量班）（高新）","高新区街道办事处","龙安里悦茂城社区","1103679394","电网_国茂府A02地块3号配电室504配电变压器","640.00","0.0","马倩","2025年7月"]
[625,"唐山供电公司","高新技术产业开发区供电中心","营业二班（计量班）（高新）","高新区街道办事处","水机楼社区","1601240305000064","水机楼9号楼东箱变501配电变压器","504.00","0.0","马倩","2025年7月"]
[626,"唐山供电公司","高新技术产业开发区供电中心","营业二班（计量班）（高新）","高新区街道办事处","水机楼社区","1601240305002128","水机楼13号楼东箱变501配电变压器","504.00","0.0","马倩","2025年7月"]
[627,"唐山供电公司","高新技术产业开发区供电中心","营业二班（计量班）（高新）","高新区街道办事处","水机楼社区","1601240305003156","水机楼4号楼东箱变501配电变压器","504.00","0.0","马倩","2025年7月"]
[628,"唐山供电公司","高新技术产业开发区供电中心","营业二班（计量班）（高新）","钓鱼台街道","部西里社区","1602250805004506","嘉美广场9号变压器","252.00","0.0","马倩","2025年7月"]
[629,"唐山供电公司","高新技术产业开发区供电中心","营业二班（计量班）（高新）","钓鱼台街道","部西里社区","1602250805005546","嘉美广场7号变压器","252.00","0.0","马倩","2025年7月"]
[630,"唐山供电公司","高新技术产业开发区供电中心","营业二班（计量班）（高新）","钓鱼台街道","部西里社区","1602250805006232","嘉美广场8号变压器","252.00","0.0","马倩","2025年7月"]
[631,"唐山供电公司","高新技术产业开发区供电中心","营业二班（计量班）（高新）","钓鱼台街道","部西里社区","1602250805006236","嘉美广场6号变压器","252.00","0.0","马倩","2025年7月"]
[632,"唐山供电公司","高新技术产业开发区供电中心","营业二班（计量班）（高新）","钓鱼台街道","部西里社区","1602250805007309","嘉美广场10号变压器","252.00","0.0","马倩","2025年7月"]
[633,"唐山供电公司","高新技术产业开发区供电中心","营业二班（计量班）（高新）","钓鱼台街道","部西里社区","1602252005019939","嘉美广场3号变压器","252.00","0.0","马倩","2025年7月"]
[634,"唐山供电公司","高新技术产业开发区供电中心","营业二班（计量班）（高新）","钓鱼台街道","部西里社区","1602252005021507","嘉美广场5号变压器","252.00","0.0","马倩","2025年7月"]
[635,"唐山供电公司","高新技术产业开发区供电中心","营业二班（计量班）（高新）","钓鱼台街道","部西里社区","1602252005022170","嘉美广场4号变压器","252.00","0.0","马倩","2025年7月"]
[636,"唐山供电公司","高新技术产业开发区供电中心","营业二班（计量班）（高新）","钓鱼台街道","部西里社区","1602252005024074","嘉美广场2号变压器","252.00","0.0","马倩","2025年7月"]
[637,"唐山供电公司","高新技术产业开发区供电中心","营业二班（计量班）（高新）","钓鱼台街道","部西里社区","1602252005024078","嘉美广场1号变压器","252.00","0.0","马倩","2025年7月"]
[638,"唐山供电公司","高新技术产业开发区供电中心","营业二班（计量班）（高新）","高新区街道办事处","龙湖北里天宸苑社区","1603242005003635","龙湖天境北区3号配电室502号变压器","640.00","0.0","马倩","2025年7月"]
[639,"唐山供电公司","高新技术产业开发区供电中心","营业二班（计量班）（高新）","高新区街道办事处","龙湖北里天宸苑社区","1603242005003639","龙湖天境北区3号配电室501号变压器","640.00","0.0","马倩","2025年7月"]
[640,"唐山供电公司","高新技术产业开发区供电中心","营业二班（计量班）（高新）","高新区街道办事处","龙湖北里天宸苑社区","1603242005003643","龙湖天境北区3号配电室504号变压器","504.00","0.0","马倩","2025年7月"]
[641,"唐山供电公司","高新技术产业开发区供电中心","营业二班（计量班）（高新）","高新区街道办事处","龙湖北里天宸苑社区","1603242005003647","龙湖天境北区1号配电室502号变压器","640.00","0.0","马倩","2025年7月"]
[642,"唐山供电公司","高新技术产业开发区供电中心","营业二班（计量班）（高新）","高新区街道办事处","龙湖北里天宸苑社区","1603242005003649","龙湖天境南区2号配电室502号变压器","640.00","0.0","马倩","2025年7月"]
[643,"唐山供电公司","高新技术产业开发区供电中心","营业二班（计量班）（高新）","高新区街道办事处","龙湖北里天宸苑社区","1603242005008255","龙湖天境南区3号配电室504号变压器","504.00","0.0","马倩","2025年7月"]
[644,"唐山供电公司","高新技术产业开发区供电中心","营业二班（计量班）（高新）","高新区街道办事处","龙湖北里天宸苑社区","1603242005008259","龙湖天境南区2号配电室501号变压器","640.00","0.0","马倩","2025年7月"]
[645,"唐山供电公司","高新技术产业开发区供电中心","营业二班（计量班）（高新）","高新区街道办事处","龙湖北里天宸苑社区","1603242005008263","龙湖天境北区1号配电室504号变压器","504.00","0.0","马倩","2025年7月"]
[646,"唐山供电公司","高新技术产业开发区供电中心","营业二班（计量班）（高新）","高新区街道办事处","龙湖北里天宸苑社区","1603242005008267","龙湖天境南区3号配电室501号变压器","640.00","0.0","马倩","2025年7月"]
[647,"唐山供电公司","高新技术产业开发区供电中心","营业二班（计量班）（高新）","高新区街道办事处","龙湖北里天宸苑社区","1603242005010311","龙湖天境北区1号配电室501号变压器","640.00","0.0","马倩","2025年7月"]
[648,"唐山供电公司","高新技术产业开发区供电中心","营业二班（计量班）（高新）","高新区街道办事处","龙湖北里天宸苑社区","1603242005010315","龙湖天境南区1号配电室502号变压器","640.00","0.0","马倩","2025年7月"]
[649,"唐山供电公司","高新技术产业开发区供电中心","营业二班（计量班）（高新）","高新区街道办事处","龙湖北里天宸苑社区","1603242005010319","龙湖天境南区1号配电室501号变压器","640.00","0.0","马倩","2025年7月"]
[650,"唐山供电公司","高新技术产业开发区供电中心","营业二班（计量班）（高新）","高新区街道办事处","龙湖北里天宸苑社区","1603242005010323","龙湖天境北区2号配电室502号变压器","640.00","0.0","马倩","2025年7月"]
[651,"唐山供电公司","高新技术产业开发区供电中心","营业二班（计量班）（高新）","高新区街道办事处","龙湖北里天宸苑社区","1603242005010408","龙湖天境南区1号配电室503号变压器","504.00","0.0","马倩","2025年7月"]
[652,"唐山供电公司","高新技术产业开发区供电中心","营业二班（计量班）（高新）","高新区街道办事处","龙湖北里天宸苑社区","1603242005011558","龙湖天境南区3号配电室502号变压器","640.00","0.0","马倩","2025年7月"]
[653,"唐山供电公司","高新技术产业开发区供电中心","营业二班（计量班）（高新）","高新区街道办事处","龙湖北里天宸苑社区","1603242005011563","龙湖天境北区2号配电室501号变压器","640.00","0.0","马倩","2025年7月"]
[654,"唐山供电公司","高新技术产业开发区供电中心","营业二班（计量班）（高新）","高新区街道办事处","龙湖北里天宸苑社区","1603242005011567","龙湖天境北区2号配电室503号变压器","504.00","0.0","马倩","2025年7月"]
[655,"唐山供电公司","高新技术产业开发区供电中心","营业二班（计量班）（高新）","高新区街道办事处","龙湖北里天宸苑社区","1603242005011572","龙湖天境南区2号配电室503号变压器","504.00","0.0","马倩","2025年7月"]
[656,"唐山供电公司","高新技术产业开发区供电中心","营业四班（计量班）（高新）","三女河办事处","范家坨村","1603251905024659","10kV正大线三女河525范支#51范家坨村4综合配电变压器","320.00","0.0","冯旭","2025年7月"]
[657,"唐山供电公司","高新技术产业开发区供电中心","营业四班（计量班）（高新）","三女河办事处","白树庄村","1603251905025428","10kV正大线三女河525范支#28白树庄村4综合配电变压器","320.00","0.0","冯旭","2025年7月"]
[658,"唐山供电公司","高新技术产业开发区供电中心","营业二班（计量班）（高新）","高新区街道办事处","泵嘴厂工房社区","1604241005244438","10kV新城子新建线大陆环网柜513-4号东分3柱上变","160.00","0.0","马倩","2025年7月"]
[659,"唐山供电公司","高新技术产业开发区供电中心","营业四班（计量班）（高新）","三女河办事处","毛家坨一村","1604242305121204","10kV正大线三女河525毛一西支#2毛一村2综合配电变压器","108.91","0.0","冯旭","2025年7月"]
[660,"唐山供电公司","高新技术产业开发区供电中心","营业四班（计量班）（高新）","老庄子镇","大树韩庄子村","1607240905024931","君德房地产1号箱变2号变压器","640.00","0.0","冯旭","2025年7月"]
[661,"唐山供电公司","高新技术产业开发区供电中心","营业四班（计量班）（高新）","老庄子镇","大树韩庄子村","1607240905024935","君德房地产1号箱变1号变压器","640.00","0.0","冯旭","2025年7月"]
[662,"唐山供电公司","高新技术产业开发区供电中心","营业四班（计量班）（高新）","老庄子镇","大树韩庄子村","1607240905026670","君德房地产2号箱变老变522出口4号变压器","640.00","0.0","冯旭","2025年7月"]
[663,"唐山供电公司","高新技术产业开发区供电中心","营业四班（计量班）（高新）","老庄子镇","大树韩庄子村","1607240905027409","君德房地产3号箱变老512出口5号变压器","640.00","0.0","冯旭","2025年7月"]
[664,"唐山供电公司","高新技术产业开发区供电中心","营业四班（计量班）（高新）","老庄子镇","大树韩庄子村","1607240905028248","君德房地产2号箱变老512出口3号变压器","640.00","0.0","冯旭","2025年7月"]
[665,"唐山供电公司","高新技术产业开发区供电中心","营业四班（计量班）（高新）","老庄子镇","大树韩庄子村","1607240905028256","君德房地产3号箱变老522出口6号变压器","640.00","0.0","冯旭","2025年7月"]
[666,"唐山供电公司","高新技术产业开发区供电中心","营业二班（计量班）（高新）","高新区街道办事处","润唐城社区","1610243005024919","万科未来城三期2#配电室502配电变压器","640.00","0.0","马倩","2025年7月"]
[667,"唐山供电公司","高新技术产业开发区供电中心","营业二班（计量班）（高新）","高新区街道办事处","润唐城社区","1610243005024923","万科未来城三期7#配电室503配电变压器","640.00","0.0","马倩","2025年7月"]
[668,"唐山供电公司","高新技术产业开发区供电中心","营业二班（计量班）（高新）","高新区街道办事处","润唐城社区","1610243005024927","万科未来城三期8#配电室501配电变压器","640.00","0.0","马倩","2025年7月"]
[669,"唐山供电公司","高新技术产业开发区供电中心","营业二班（计量班）（高新）","高新区街道办事处","润唐城社区","1610243005024931","万科未来城三期6#配电室502配电变压器","640.00","0.0","马倩","2025年7月"]
[670,"唐山供电公司","高新技术产业开发区供电中心","营业二班（计量班）（高新）","高新区街道办事处","润唐城社区","1610243005027765","万科未来城三期8#配电室502配电变压器","640.00","0.0","马倩","2025年7月"]
[671,"唐山供电公司","高新技术产业开发区供电中心","营业二班（计量班）（高新）","高新区街道办事处","润唐城社区","1610243005027769","万科未来城三期8#配电室504配电变压器","640.00","0.0","马倩","2025年7月"]
[672,"唐山供电公司","高新技术产业开发区供电中心","营业二班（计量班）（高新）","高新区街道办事处","润唐城社区","1610243005027773","万科未来城三期7#配电室501配电变压器","640.00","0.0","马倩","2025年7月"]
[673,"唐山供电公司","高新技术产业开发区供电中心","营业二班（计量班）（高新）","高新区街道办事处","润唐城社区","1610243005028743","万科未来城三期2#配电室501配电变压器","640.00","0.0","马倩","2025年7月"]
[674,"唐山供电公司","高新技术产业开发区供电中心","营业二班（计量班）（高新）","高新区街道办事处","润唐城社区","1610243005028747","万科未来城三期3#配电室502配电变压器","640.00","0.0","马倩","2025年7月"]
[675,"唐山供电公司","高新技术产业开发区供电中心","营业二班（计量班）（高新）","高新区街道办事处","润唐城社区","1610243005028751","万科未来城三期3#配电室503配电变压器","640.00","0.0","马倩","2025年7月"]
[676,"唐山供电公司","高新技术产业开发区供电中心","营业二班（计量班）（高新）","高新区街道办事处","润唐城社区","1610243005028755","万科未来城三期2#配电室504配电变压器","640.00","0.0","马倩","2025年7月"]
[677,"唐山供电公司","高新技术产业开发区供电中心","营业二班（计量班）（高新）","高新区街道办事处","润唐城社区","1610243005029327","万科未来城三期6#配电室504配电变压器","640.00","0.0","马倩","2025年7月"]
[678,"唐山供电公司","高新技术产业开发区供电中心","营业二班（计量班）（高新）","高新区街道办事处","润唐城社区","1610243005029331","万科未来城三期3#配电室501配电变压器","640.00","0.0","马倩","2025年7月"]
[679,"唐山供电公司","高新技术产业开发区供电中心","营业二班（计量班）（高新）","高新区街道办事处","润唐城社区","1610243005029335","万科未来城三期6#配电室501配电变压器","640.00","0.0","马倩","2025年7月"]
[680,"唐山供电公司","高新技术产业开发区供电中心","营业二班（计量班）（高新）","高新区街道办事处","润唐城社区","1610243005029339","万科未来城三期7#配电室502配电变压器","640.00","0.0","马倩","2025年7月"]